## Feuil1
PermitNumber | PermitNumberCreatedDate | IssueDate | PermitElapsedDays | ProjectValue | TypeOfWork | Address | ProjectDescription | PermitCategory | Applicant | ApplicantAddress | PropertyUse | SpecificUseCategory | BuildingContractor | BuildingContractorAddress | IssueYear | GeoLocalArea | Geom | YearMonth | geo_point_2d
DB-2022-04413 | 2022-09-15 | 2023-01-12 | 119 | 50000 | Addition / Alteration | 3201 KINGSWAY, Vancouver, BC V5R 5K3 | High Density Housing / Commercial - Addition / Alteration - Major Vertical Addition and Interior alterations - To add a 2nd floor (3rd storey, approx. 2,827.50sf) for the new tenant, Sea Horse Household Products, to this existing 2-storey single tenant Retail (Group E) building on this site. Scope include sprinkler upgrade, removal of existing interconnected stair and infill the floor openings, and install a new exit stairs. Building Review Notes: - Upgrade Levels: F4, S4, N4, A4 and E5. - Voluntary upgrade to 75% of current by-law specified lateral force level per S4 (existing structure has more than 60% of seismic resistance. - E5: Lighting - Upgrade Lighting system to meet the Mandatory provisions (per 9.4 of ASHRAE 90.1-2016) - New 3rd storey will be sprinklered to NFPA 13. * Reviewed under the VBBL 2019 * |  | Ricky Fan |  | Retail Uses | Retail Store |  |  | 2023 | Renfrew-Collingwood | {"coordinates":[-123.0373724,49.2351904],"type":"Point"} | 2023-01 | 49.2351904, -123.0373724
DB-2022-05012 | 2022-11-04 | 2023-01-18 | 75 | 4000 | Addition / Alteration | 3257 VENABLES STREET, Vancouver, BC V5K 2S5 | Field Review - Addition / Alteration - CF-2020-014441 - Interior alterations to change the use from Single detached house to Single detached house with a Secondary Suite. Ok for Field Review per J. Zhang Note: - No strata-titling will be permitted. - An annual Vancouver Business License must be obtained prior to the rental of this approved one-family dwelling and/or secondary suite on this site. - Install interconnected, hardwired, 120 volt smoke alarms with battery back-up and silencing feature, in each sleeping unit and within 5m outside each sleeping areas on each storey as per Building Bylaw 9.10.19. - Install Carbon Monoxide Alarm as per Building By-Law 9.32.4.2 - Ceiling height to be a min. 6ft 5" over 80% of the suite area and all exit routes - Dedicated 3'-0" wide firefighting access path with overhead clearance of 2m to be maintained at all times | Renovation - Residential - Lower Complexity | Belinda Liu | 5610 Georgia street Burnaby, BC V5B1V6 | Dwelling Uses | Single Detached House w/Sec Suite |  |  | 2023 | Hastings-Sunrise | {"coordinates":[-123.0351088,49.2768619],"type":"Point"} | 2023-01 | 49.2768619, -123.0351088
BP-2022-02547 | 2022-05-16 | 2023-01-26 | 255 | 50000 | Addition / Alteration | 1483 LAMEY'S MILL ROAD, Vancouver, BC V6H 3Y7 | Field Review - Addition / Alteration - Interior alterations to renovate the large accessible washroom (sink/toilet/shower/tub) and convert the space into two standard 3-pc washrooms and 1 accessible 3 pc washroom (sink/toilet/shower) in this existing paraplegic facility on level 2 of this existing multiple dwelling building. No soil disturbance The services of a Structural Engineer may be required, based upon site inspection by the District Building Inspector.\t E2 LIGHTING: UPGRADE TO INCOROPORATE AUTOMATIC FULL OFF (PER 9.4.1.1.(h) OF ASHRAE 90.1-2016) | Renovation - Residential - Lower Complexity | Stefan Vogelfaenger | 1483 Lamey's Mill Road Unit 709 Vancouver, BC V6H 3Y7 | Dwelling Uses | Multiple Dwelling |  |  | 2023 | Fairview | {"coordinates":[-123.1370568,49.2693548],"type":"Point"} | 2023-01 | 49.2693548, -123.1370568
BP-2023-00144 | 2023-01-11 | 2023-01-24 | 13 | 40000 | Addition / Alteration | 3593 COMMERCIAL STREET, Vancouver, BC | Field Review - Addition / Alteration - Interior alterations to change the use from General Office to a small suite Health Care Office in this unit 3593 Commercial Drive on the ground floor of this existing Municipally Designated Heritage B mixed-use building on this site. New Tenant: Paper Crane Massage Therapy Ok for field review per J. Zhang - Jan 11/23 Notes: - This building is sprinklered. A separate permit is required for all related work. - No translucent or opaque film, artwork, posters, shelving, display cases or similar elements are to be installed on or directly outside or inside of the approved glazing frontages and windows. - DBI to determine on site if Schedule B, Structural is required. Energy checklist is currently no longer required with your Building Permit (BP) application. Some supporting documents are still required at BP stage, specifically Envelope and HVAC, if applicable. Service Water Heating and Lighting supporting documents, if applicable, must be submitted with your related trades permits (e.g. electrical and plumbing). | Renovation - Commercial/ Mixed Use - Lower Complexity | Paper Crane Massage Therapy | 2555 Venables Street Vancouver, BC V5K 2R2 | Office Uses | General Office |  |  | 2023 | Kensington-Cedar Cottage | {"coordinates":[-123.0680994,49.2525684],"type":"Point"} | 2023-01 | 49.2525684, -123.0680994
BP-2022-04239 | 2022-09-01 | 2023-01-24 | 145 | 1406750 | Addition / Alteration | 126 E 17TH AVENUE, Vancouver, BC V5V 1A4 | High Density Housing / Commercial - Addition / Alteration - Building Permit for DP-2022-00035 to alter and convert this existing multiple conversion dwelling containing two dwelling units to a 2-storey plus basement multiple conversion dwelling (Building 1) containing three dwelling units on this site provided with five open parking spaces having vehicular access from the lane. Notes: 1. Application approved under VBBL 2019 (#12511) 2. Building to be sprinklered to NFPA-13R |  | WNDR Architecture + Design Inc. | 151 West Hastings Street Unit #318 Vancouver, BC V6B 1H4 | Dwelling Uses | Multiple Conversion Dwelling |  |  | 2023 | Riley Park | {"coordinates":[-123.1028253,49.2553805],"type":"Point"} | 2023-01 | 49.2553805, -123.1028253
BP-2022-04240 | 2022-09-01 | 2023-01-24 | 145 | 808750 | New Building | 122 E 17TH AVENUE, Vancouver, BC V5V 1A4 | High Density Housing / Commercial - New Building - Building Permit for DP-2022-00035 to develop an infill two-family dwelling (Building 2) at the rear of the site provided with five open parking spaces having vehicular access from the lane. 1. Application approved under VBBL 2019 (#12511) 2. Building to be sprinklered to NFPA-13R |  | WNDR Architecture + Design Inc. | 151 West Hastings Street Unit #318 Vancouver, BC V6B 1H4 | Dwelling Uses | Infill Two-Family Dwelling |  |  | 2023 | Riley Park | {"coordinates":[-123.1028985,49.2556743],"type":"Point"} | 2023-01 | 49.2556743, -123.1028985
DB-2022-04812 | 2022-10-20 | 2023-01-26 | 98 | 200000 | Addition / Alteration | 902 W 19TH AVENUE, Vancouver, BC V5Z 1X5 | Field Review - Addition / Alteration - Exterior and interior alterations to renovate this dwelling unit (902 W 19th Ave) on the main floor of this existing multiple conversion dwelling (two units) of this existing Municipally Designated 'M' heritage building, as permitted per item #1 below: “1) exterior alteration by way of filling in an existing window at west elevation to match adjacent exterior wall assembly. The alteration described above, authorized by the Development Permit Number DB-2022-04812, including conditions and plans forming part thereof, are approved under the Heritage By-law and this Development Permit also constitutes a Heritage Alteration Permit.” Furthermore, Heritage staff have the following Conditions of Approval: 1. All conservation work should be done in accordance with approved drawings, which are made part of this permit application. Scope of work: - Removal of interior walls & doors, plumbing fixtures, millwork & finishes - Relocate kitchen, new appliances, re/re handrail, update bathroom, infill a window on West EL, plumbing fixtures, millwork, finishes, and electrical work. OK for DB per Michele(POD) & Maxine (Heritage) - HAP is required. OK for Field Review as per J. Zhang REUP submitted as per Doug Martin, 604-614-7985, doug@energysmartconsulting.com | Renovation - Residential - Lower Complexity | Richard Lindner | 3588 Crowley St apt. # 109 Vancouver, BC V5R 6H3 | Dwelling Uses | Multiple Conversion Dwelling |  |  | 2023 | South Cambie | {"coordinates":[-123.1247147,49.2541285],"type":"Point"} | 2023-01 | 49.2541285, -123.1247147
DB-2022-04479 | 2022-09-22 | 2023-01-10 | 110 | 100000 | Addition / Alteration | 3514 KINGSWAY, Vancouver, BC V5R 5L7 | Field Review - Addition / Alteration - Exterior alterations to install four new air cooled units in the in strata lot 3 and for mechanical upgrades at Retail unit 3514 Kingsway (strata lot 23) at the ground level of this existing mixed use building on this site. Letters of assurance submitted: Sch A (Arch): Jaesung Jung, AIBC, 604.842.6280 Sch B (Mech): Alex Lee , P.Eng., 604.324.8763 Note: 1) New air cooled units installed at the loading bay area above the walking ramp. Installation of the air cooled units cannot impede and impact on the required parking stall for loading and can only be installed above the walking ramp. 2) New air cooled units must provide a minimum of 8 feet clearance. | Renovation - Commercial/ Mixed Use - Lower Complexity | Jaesung Jung DBA: Jay Jung Architect Inc | 930-3025 Lougheed Hwy. Suite #159 Coquitlam, BC V3B 6S2 | Retail Uses, Service Uses | Barber Shop or Beauty Salon, Restaurant - Class 1, Retail Store |  |  | 2023 | Killarney | {"coordinates":[-123.0280964,49.231458],"type":"Point"} | 2023-01 | 49.231458, -123.0280964
BP-2022-05115 | 2022-11-14 | 2023-01-10 | 57 | 9692.04 | Addition / Alteration | 2140 W 12TH AVENUE #305, Vancouver, BC V6K 2N2 | Field Review - Addition / Alteration - #305 - Interior alteration to residential unit #305 on the 3rd floor of this existing multiple residential building on this site. Scope : Installation of semi-translucent partial room divider. Okay for field review as per N. Jalalkamali, November 14, 2022. Cleared for planning by Mehdi POD DBI to determine if Structural schedule is required Energy Upgrade: E2 - Lighting - Install energy efficient lighting fixtures (single occupied space area) | Renovation - Residential - Lower Complexity | Milagrino Jose Ong | 2375 West Broadway Unit 31 Vancouver, BC V6K 2E6 | Dwelling Uses | Multiple Dwelling |  |  | 2023 | Kitsilano | {"coordinates":[-123.1541689,49.2607372],"type":"Point"} | 2023-01 | 49.2607372, -123.1541689
BP-2022-05524 | 2022-12-15 | 2023-01-10 | 26 | 45000 | Addition / Alteration | 1424 WALNUT STREET, Vancouver, BC V6J 3R3 | Field Review - Addition / Alteration - #108 Interior alterations to provide improvements to the existing dwelling unit (#108) on the ground floor of this existing multiple dwelling building on this site. E2 - Lighting - Install lighting dimmer, timers, and/or motion detectors on interior lights. Structural Schedule B, Govinder S. Dhesi, P. Eng.; ph: 604.580.3275 OK to process as DTI as per K. Clark December 15, 2022 | Renovation - Residential - Lower Complexity | Sunny Dhaliwal DBA: Haute Living | 12178 56th Surrey, BC V3X 2X1 | Dwelling Uses | Multiple Dwelling |  |  | 2023 | Kitsilano | {"coordinates":[-123.1487103,49.2731131],"type":"Point"} | 2023-01 | 49.2731131, -123.1487103
BP-2023-00373 | 2023-01-25 | 2023-01-27 | 2 | 10000 | Addition / Alteration | 5678 GRANVILLE STREET, Vancouver, BC | Field Review - Addition / Alteration - #205 - 2nd floor Interior alterations to provide tenant improvements to this existing Health Care Office #205 on the 2nd floor of this existing commercial building. OK to process as DTI as per J. Zhang January 25, 2023 | Renovation - Commercial/ Mixed Use - Lower Complexity | Anamaria Richardson | 205-5678 Granville Street Vancouver, BC V6M3C5 | Office Uses | Health Care Office |  |  | 2023 | Shaughnessy | {"coordinates":[-123.1391286,49.2346501],"type":"Point"} | 2023-01 | 49.2346501, -123.1391286
DB-2022-01847 | 2022-04-07 | 2023-01-25 | 293 | 189825 | New Building | 7136 STIRLING STREET #3, Vancouver, BC | Low Density Housing - New Building - To construct a 2 storey laneway house building ($189,825) with 1 open parking pad, providing a total of 1 parking spaces, having vehicular access from the 20' Lane. Note: This is a 1 ½ storey building pursuant to the Zoning & Development By-law. 1.\tCovenant not required with existing house 2.\tNo Strata Titling permitted 3.\tNo A/C Unit proposed 4.\tEntire building to be sprinklered 13D 5.\tSchedule B: (K.T.C. Nguyen) P.Eng (604.326.2701) Structural 6.\tSchedule B: (K.T.C. Nguyen) P.Eng (604.326.2701) Geotechnical 7.\tHPO: Residential Builder- Tyko Development Ltd NOTE: To achieve the required FSR. A floor space exclusion of 3% has been applied to this application as per section 11.24.18 of the district schedule, to accommodate improved building performance. Address Information: Principle Dwelling: #1-7136 Stirling St Laneway home: #3-7136 Stirling St Address and suite numbers assigned as per approved plans for Fire and Emergency response. The address number is to be posted to the building to be visible from the street and the suite numbers are to be posted at the suite entries in accordance with the Building By-law prior to final inspection. NOTE: Information regarding the principal building on the survey and site plan is for reference only. Any discrepancy between information regarding the principal building on the survey and/or site plan and approved permit drawings for the principal building are neither approved nor authorized under this laneway house permit. *EXISTING HOUSE* Note: Bldg 1 (principal bldg) addressed #1-7136 Stirling St retained on site. ***This permit is issued under the VBBL 2019, with updated energy requirements as per bylaw # 12997 effective Jan 01, 2022.*** | New Build - Standalone Laneway | Romeo Bui DBA: TYKO DEVELOPMENT LTD | 1979 E 36th Ave Vancouver, BC V5P1C7 | Dwelling Uses | Laneway House | Tyko Development Ltd | 1979 E 36TH AV Vancouver, BC V5P 3V1 | 2023 | Victoria-Fraserview | {"coordinates":[-123.060345,49.2191089],"type":"Point"} | 2023-01 | 49.2191089, -123.060345
BP-2022-01959 | 2022-04-12 | 2023-01-19 | 282 | 8200000 | New Building | 157 W KING EDWARD AVENUE, Vancouver, BC | Certified Professional Program - New Building - This permit has been issued for all site work and below grade facilities, including one level of common underground parking for this proposed development: To construct a 3-storey multiple dwelling building consisting of three townhouses with total 14 dwelling units, plus a lock-off unit (3 dwelling units in Building; 6 dwelling units in Building 2; and 5 dwelling units and a lock-off unit in Building 3), all over one level of underground parking, having vehicular access from the rear lane. This is a CP Process Permit and the applicant is Andrew Harmsworth, P. Eng., CP. *REVIEWED UNDER VBBL 2019, WITH UPDATED ENERGY REQUIREMENTS AS PER BYLAW #12997 EFFECTIVE JAN 01, 2022* Building to be sprinklered NFPA 13. Refer to BP-2022-03052 for Building 1 Refer to BP-2022-03053 for Building 2 Refer to BP-2022-03054 for Building 3 STAGED CONSTRUCTION Stage 1: Excavation & Shoring and Foundation to Grade - accepted Jan.19/23 Stage 2: Full Construction (IN PROCESS) |  | Andrew Harmsworth DBA: GHL Consultants Ltd. | 700 W Pender Street Suite 800 vancouver, BC V6C 1G8 | Dwelling Uses | Multiple Dwelling |  |  | 2023 | Riley Park | {"coordinates":[-123.1089362,49.2492301],"type":"Point"} | 2023-01 | 49.2492301, -123.1089362
BP-2022-04204 | 2022-08-30 | 2023-01-03 | 126 | 1068000 | Addition / Alteration | 375 WATER STREET, Vancouver, BC V6B 5C6 | High Density Housing / Commercial - Addition / Alteration - Interior alterations for an elevator upgrade to this existing 7-storey mixed-use commercial building to meet the requirements of CSA-B44. |  | Vanness Shen DBA: Gunn Consultants | 1020 mainland street vancouver, BC V6B2T5 | Retail Uses | Retail Store |  |  | 2023 | Downtown | {"coordinates":[-123.1108163,49.2849857],"type":"Point"} | 2023-01 | 49.2849857, -123.1108163
BP-2022-05563 | 2022-12-20 | 2023-01-16 | 27 | 1000 | Addition / Alteration | 45 W HASTINGS STREET, Vancouver, BC V6B 1G4 | Field Review - Addition / Alteration - Interior alterations to renovate the mezzanine/2nd floor level of this existing retail space. OK for field review per Adrian | Renovation - Commercial/ Mixed Use - Lower Complexity | David Duprey DBA: Rumpus Room | 1898 main street Vancouver, BC V5T 3B7 | Retail Uses | Retail Store |  |  | 2023 | Downtown | {"coordinates":[-123.1061039,49.2820943],"type":"Point"} | 2023-01 | 49.2820943, -123.1061039
DB-2022-04187 | 2022-08-26 | 2023-01-06 | 133 | 1500000 | Addition / Alteration | 309 CARRALL STREET, Vancouver, BC V6B 2J4 | Field Review - Addition / Alteration - 309 Carrall St Exterior and interior alterations to this existing Municipally designated Vancouver Heritage Register C building. Scope of Work: Replacement of Roof membrane, skylights, electrical panels, domestic hot water tank and wall mounted light fixtures (from fluorescent to LED), Installation of Rooftop AC units and related electrical work, and Main Floor office expansion Sch A & B (Arch) & D: Shakir Rashid, P.Eng #28185, 604-655-0786, SR Engineering Ltd. Sch B (Elect): Mohamed Khan, #48873, 236-999-1882, O'M Engineering Inc. Sch B (Arch): Tony Osborn, 604-363-3790, Tony Osborn Architecture + Design Inc. Sch B (Mech + Plumb): Steven Fetterly, #47315, 604-339-2650, Impact Energy Engineering Ltd. | Renovation - Residential - Lower Complexity | Shakir Rashid DBA: SR Engineering Ltd. | 2110 – 21331 Gordon Way Richmond, BC V6W 1J9 | Dwelling Uses | Multiple Dwelling |  |  | 2023 | Downtown | {"coordinates":[-123.1046234,49.2822527],"type":"Point"} | 2023-01 | 49.2822527, -123.1046234
BP-2023-00266 | 2023-01-17 | 2023-01-26 | 9 | 80000 | Addition / Alteration | 595 BURRARD STREET, Vancouver, BC V7X 1K8 | Field Review - Addition / Alteration - #1200 - 12th floor (full floor tenant) Interior alterations to this existing full floor office tenant on the 12th floor (#1200) in this existing commercial building on this site. Scope of work: construct select partition walls for new offices, doors, finishes, card reader and electrical work. TENANT: WeWork Letters of Assurance submitted by: Schedule A and Architectural Schedule B, Glen Roethlingshoefer, Architect AIBC, ph: 604-631-4544 Mechanical Schedule B, Jordan Taylor, P.Eng., ph: 604-685-9381 Electrical Schedule B, Andrew Tashiro, P.eng., ph: 604-685-9381 OK for Office TI Building Sprinklered - Building Inspector to determine if a separate sprinkler permit is required. Energy checklist is currently no longer required with your Building Permit (BP) application. Some supporting documents are still required at BP stage, specifically Envelope and HVAC, if applicable. Service Water Heating and Lighting supporting documents, if applicable, must be submitted with your related trades permits (e.g. electrical and plumbing). | Renovation - Commercial/ Mixed Use - Lower Complexity | Phil Wong DBA: Kasian Architecture | 1685-1500 West Georgia Street Vancouver , BC V6G 2Z6 | Office Uses | General Office |  |  | 2023 | Downtown | {"coordinates":[-123.1198029,49.2861265],"type":"Point"} | 2023-01 | 49.2861265, -123.1198029
BP-2022-05329 | 2022-11-29 | 2023-01-19 | 51 | 0 | Salvage and Abatement | 6709 FLEMING STREET, Vancouver, BC V5P 3H4 | Low Density Housing - Salvage and Abatement - Salvage and Abatement Permit only for Building permit: DB-2022-05256 and to be completed under the supervision of a qualified professional. This permit does not authorize demolition, deconstruction or construction work. QP: Kinetic OHS Services Ltd. (Harvey Wong) |  | Peggie Yuen DBA: DWG Design Work Group Ltd | Unit 203 - 5066 Kingsway Burnaby, BC V5H 2E7 | Dwelling Uses | Dwelling Unit |  |  | 2023 | Victoria-Fraserview | {"coordinates":[-123.0736184,49.2232265],"type":"Point"} | 2023-01 | 49.2232265, -123.0736184
BP-2022-05324 | 2022-11-29 | 2023-01-12 | 44 | 150000 | Addition / Alteration | 220 E 13TH AVENUE, Vancouver, BC V5T 2K4 | Field Review - Addition / Alteration - Interior alterations to renovate the ground floor of this existing special needs residential facility building. Schedule A provided by Vjekica Sucic Hruskovec Architectural Schedule B provided by Vjekica Sucic Hruskovec Electrical Schedule B provided by Patrick Krzesinski, P.Eng. Mechanical Schedule B provided by Garrett Hunt, P.Eng. | Renovation - Commercial/ Mixed Use - Lower Complexity | Alessandra Monti | 1340 - 1075 West Georgia Vancouver, BC V6E 3C9 | Institutional Uses | Community Care Facility - Class B |  |  | 2023 | Mount Pleasant | {"coordinates":[-123.1002884,49.2590505],"type":"Point"} | 2023-01 | 49.2590505, -123.1002884
BP-2023-00183 | 2023-01-13 | 2023-01-30 | 17 | 18000 | Addition / Alteration | 1208 BIDWELL STREET #111, Vancouver, BC V6G 2K9 | Field Review - Addition / Alteration - #111-1208 Bidwell St. Interior alterations to provide improvements to the existing dwelling unit (#111) on the 1st floor of this existing mixed use building on this site. OK to open BP for DTI, per K. Clark - January 13, 2023 | Renovation - Residential - Lower Complexity | Gavin Bizzarri DBA: Bizzarri Construction | 878 Westview Crescent North Vancouver, BC V7N3Y2 | Dwelling Uses | Multiple Dwelling | Gavin F C Bizzarri | 878 Westview Cr North Vancouver, BC V7N 3Y2 | 2023 | West End | {"coordinates":[-123.1402303,49.2858499],"type":"Point"} | 2023-01 | 49.2858499, -123.1402303
BP-2022-02330 | 2022-05-04 | 2023-01-17 | 258 | 0 | New Building | 5088 CHAMBERS STREET, Vancouver, BC V5R 3L9 | Certified Professional Program - New Building - Building 2 - To construct a four-storey Multiple Dwelling building consisting of six units and two lock-off units Relate to Building 1 - BP-2021-04615 To construct a four-storey Multiple Dwelling building consisting of six and two lock-off units. VBBL 2019 - NFPA 13R Stage Permit. |  | Michael Ferber DBA: Celerity Engineering Ltd. | 100 – 535 West 10th Avenue Vancouver , BC V5Z 1K9 | Dwelling Uses | Multiple Dwelling | Victoreric Premium Homes Ltd | 15 E 3RD AV Vancouver, BC V5T 1C5 | 2023 | Renfrew-Collingwood | {"coordinates":[-123.0529524,49.2380989],"type":"Point"} | 2023-01 | 49.2380989, -123.0529524
DB-2022-05211 | 2022-11-18 | 2023-01-27 | 70 | 50000 | Addition / Alteration | 777 W BROADWAY, Vancouver, BC V5Z 4J7 | Field Review - Addition / Alteration - #900-777 W Broadway Interior alterations and change of use from general office to health care office to provide improvements for a new tenant at unit 900 on the 9th floor of this commercial building on this site. Scope of work: Relocating existing light fixtures and new new partition wall, door and glazing partition, interior finishes, electrical & communication, and plumbing fixtures. E2 Upgrade: Lighting - Upgrade to incorporate automatic full off (Per 9.4.1.1(h) of ASHRAE 90.1-2016) Sch B (Struct): Yongkang Deng #40277, 604-505-6816, D&B Engineering Inc. | Renovation - Commercial/ Mixed Use - Lower Complexity | Avan Chen | #680-838 W Hastings St Vancouver, BC V6C 0A6 | Office Uses | Health Care Office |  |  | 2023 | Fairview | {"coordinates":[-123.1213655,49.2636141],"type":"Point"} | 2023-01 | 49.2636141, -123.1213655
BP-2022-03705 | 2022-07-22 | 2023-01-16 | 178 | 300000 | Demolition / Deconstruction | 1820 E HASTINGS STREET, Vancouver, BC V5L 1T2 | Enquiry Centre - Demolition / Deconstruction - 1820 E Hastings Street. To demolish and salvage this retail building to grade due to fire damage. And to backfill the exposed basement to grade. |  | Sukh Sharma |  | Retail Uses | Retail Store | Sharma Enterprises Ltd |  | 2023 | Grandview-Woodland | {"coordinates":[-123.0672307,49.2808921],"type":"Point"} | 2023-01 | 49.2808921, -123.0672307
BP-2022-04330 | 2022-09-09 | 2023-01-03 | 116 | 0 | Addition / Alteration | 2418 E BROADWAY, Vancouver, BC V5M 4T9 | High Density Housing / Commercial - Addition / Alteration - 2418 E Broadway St - Building A Building Permit for BP-2022-04326 (Site Address) for exterior alterations for building envelope remediation to this existing 4-storey multiple dwelling on this site. Scope of work includes: 1) Installation of glass canopies throughout the site at various buildings. Only select units will have glass canopies installed. 2) Replacement of existing fences and gates. Fence height is to comply with Section 10.9 of the Zoning and Development By-law. 3) No change in building height, and roof slopes are proposed. 4) Removal of unauthorized roof extension at Building D at #PH2 - 2588 E Broadway (SL 58) 5) Removal of unauthorized construction at Building D at PH3 - 2533 Penticton Street (SL43) Notes: 1. Work is for exterior repairs only. 2. No electrical or interior work proposed. 3. Application approved under VBBL 2019 (#12511) 4. Building envelope professional: Jameson Vong at 604.454.0402 |  | Jameson Vong DBA: Morrison Hershfield Ltd. | #310 - 4321 Still Creek Drive Burnaby, BC V5C 6S7 | Dwelling Uses | Multiple Dwelling |  |  | 2023 | Renfrew-Collingwood | {"coordinates":[-123.0545265,49.2615041],"type":"Point"} | 2023-01 | 49.2615041, -123.0545265
BP-2022-04332 | 2022-09-09 | 2023-01-03 | 116 | 0 | Addition / Alteration | 2468 E BROADWAY, Vancouver, BC V5M 4V1 | High Density Housing / Commercial - Addition / Alteration - 2468 E Broadway – Building C1 Building Permit for BP-2022-04326 (Site Permit) for exterior alterations for building envelope remediation to this existing 9-storey multiple dwelling on this site. Scope of work includes: 1) Installation of glass canopies throughout the site at various buildings. Only select units will have glass canopies installed. 2) Replacement of existing fences and gates. Fence height is to comply with Section 10.9 of the Zoning and Development By-law. 3) No change in building height, and roof slopes are proposed. 4) Removal of unauthorized roof extension at Building D at #PH2 - 2588 E Broadway (SL 58) 5) Removal of unauthorized construction at Building D at PH3 - 2533 Penticton Street (SL43) Notes: 1. Work is for exterior repairs only. 2. No electrical or interior work proposed. 3. Application approved under VBBL 2019 (#12511) 4. Building envelope professional: Jameson Vong at 604.454.0402 |  | Jameson Vong DBA: Morrison Hershfield Ltd. | #310 - 4321 Still Creek Drive Burnaby, BC V5C 6S7 | Dwelling Uses | Multiple Dwelling |  |  | 2023 | Renfrew-Collingwood | {"coordinates":[-123.0545265,49.2615041],"type":"Point"} | 2023-01 | 49.2615041, -123.0545265
BP-2022-04326 | 2022-09-09 | 2023-01-03 | 116 | 235000 | Addition / Alteration | 2433 E 10TH AVENUE, Vancouver, BC V5M 4T7 | High Density Housing / Commercial - Addition / Alteration - SITE PERMIT: Building Permit for DP-2022-00327 Exterior alterations for building envelope remediation for the following 11 Buildings including the entrance pavilion at these multiple dwelling buildings on this site: 2418 E Broadway - Building A 2428 E Broadway – Building B 2468 E Broadway – Building C1 2528 E Broadway – Building C2 2588 E Broadway – Building D 2533 Penticton Street - Building E 2433 E 10th Avenue – Building F1 2483 E 10th Avenue – Building F2 2523 E 10th Avenue – Building F3 2533 E 10th Avenue – Building F4 2583 E 10th Avenue – Building F5 Scope of work includes: 1) Installation of glass canopies throughout the site at various buildings. Only select units will have glass canopies installed. 2) Replacement of existing fences and gates. Fence height is to comply with Section 10.9 of the Zoning and Development By-law. 3) No change in building height, and roof slopes are proposed. 4) Removal of unauthorized roof extension at Building D at #PH2 - 2588 E Broadway (SL 58) 5) Removal of unauthorized construction at Building D at PH3 - 2533 Penticton Street (SL43) Notes: 1. Work is for exterior repairs only. 2. No electrical or interior work proposed. 3. Application approved under VBBL 2019 (#12511) 4. Building envelope professional: Jameson Vong at 604.454.0402 |  | Jameson Vong DBA: Morrison Hershfield Ltd. | #310 - 4321 Still Creek Drive Burnaby, BC V5C 6S7 | Dwelling Uses | Multiple Dwelling |  |  | 2023 | Renfrew-Collingwood | {"coordinates":[-123.0543888,49.2615093],"type":"Point"} | 2023-01 | 49.2615093, -123.0543888
BP-2022-03790 | 2022-07-28 | 2023-01-20 | 176 | 19500 | Addition / Alteration | 378 E 29TH AVENUE, Vancouver, BC V5V 2R6 | Field Review - Addition / Alteration - Interior and exterior alterations to provide improvement to this one- family- dwelling at this site. Scope of work: - Remove & install walls & doors, and re-configure stairs OK for field review as per Nehzat J. on July 27, 2022. Schedule B structural signed by: Shaozhe Guo, P.Eng (778) 926-0525 - sguo@continuitystruct.com REUP submitted as per Bobby Gill, 604-505-7837, bobby@stepea.ca Note: Counter - max 8' long, bar sink only, no upper cabinets, stove connection to be removed | Renovation - Residential - Lower Complexity | Matthew Zhang DBA: The Luxe Design Studio Inc. | 6565 Churchill Street Vancouver, BC V6P 5B2 | Dwelling Uses | Single Detached House |  |  | 2023 | Riley Park | {"coordinates":[-123.0979722,49.2442517],"type":"Point"} | 2023-01 | 49.2442517, -123.0979722
DB-2022-05212 | 2022-11-18 | 2023-01-23 | 66 | 50000 | Addition / Alteration | 2121 ALDER CROSSING, Vancouver, BC | Field Review - Addition / Alteration - Exterior and interior alterations to add a mobility lift between the parking level and ground floor level of this one family dwelling on this site. Schedule A - Scott Mitchell 604-786-2868 Arch Schedule B - Scott Mitchell 604-786-2868 Struc Schedule B - Yit F Ting 604-739-8544 Building Env Schedule D - Scott Mitchell 604-786-2868 | Renovation - Residential - Lower Complexity | Scott Mitchell DBA: Metric Architecture | 671 b Market Hill Vancouver, BC V6Z 4B5 | Dwelling Uses | Single Detached House | Kerr Construction Inc | 1676 W 75TH AV Vancouver, BC V6P 6G2 | 2023 |  |  | 2023-01
BP-2022-04445 | 2022-09-20 | 2023-01-17 | 119 | 0 | Salvage and Abatement | 5138 FRASER STREET, Vancouver, BC V5W 2Y9 | Low Density Housing - Salvage and Abatement - Salvage and Abatement Permit only for Building permit: DB-2022-04151 and to be completed under the supervision of a qualified professional. This permit does not authorize demolition, deconstruction or construction work. QP: Ramin Hamidnejad, Kinetic OHS Services Ltd. |  | DAVE SANDHU DBA: Sundiamond Homes Ltd. | 6371 Beatrice St VANCOUVER, BC V5P 3R2 | Dwelling Uses | Single Detached House |  |  | 2023 | Kensington-Cedar Cottage | {"coordinates":[-123.0900372,49.2380837],"type":"Point"} | 2023-01 | 49.2380837, -123.0900372
BP-2022-00140 | 2022-01-11 | 2023-01-05 | 359 | 6000000 | Addition / Alteration | 2808 BRADFIELD COURT, Vancouver, BC | Certified Professional Program - Addition / Alteration - Interior alterations to provide tenant improvements to all 7 Levels of the East Tower of this 7-storey mixed-use (Office & Assembly) high building for a post-secondary education facility as a single tenant. *This permit has been reviewed under the provisions of VBBL 2019* **This is a CP process and the applicant is David Steer, P.Eng.** Mechanical Review Notes: 1. 3 x Class 1 cooking operations (Grease-Laden Vapours). 2. Commercial kitchen exhaust system to NFPA 96 (Type 1 hood). |  | David Steer DBA: LMDG Building Code Consultants Ltd. | 400 - 780 Beatty Street Vancouver, BC V6B 2M1 | Institutional Uses | School - University or College | The Molnar Group (Real Estate) Inc | 1285 W BROADWAY Unit 570 Vancouver, BC V6H 3X8 | 2023 | Renfrew-Collingwood | {"coordinates":[-123.0455303,49.2597275],"type":"Point"} | 2023-01 | 49.2597275, -123.0455303
DB-2022-00489 | 2022-02-02 | 2023-01-04 | 336 | 534428.15 | New Building | 847 W 67TH AVENUE, Vancouver, BC V6P 2S4 | Low Density Housing - New Building - To construct a 2 storey two-family dwelling ($534,428.15) with a attached accessory building (garage) providing 2 parking spaces, having vehicular access from the lane. 1.\tNo A/C Unit proposed 2.\tSchedule B: (Tarek A. El Amoury) P.Eng (604.336.5080) Structural 3.\tSchedule B: (Bryan Lui) P.Eng (604.882.8475) Geotechnical 4.\tHPO: Residential Builder- Ventura Enterprises Inc. Note: This is a 2 storey building pursuant to the Zoning and Development By-Law Address Information: Principle Dwelling (West): 847 W 67 Ave Principle Dwelling (East): 845 W 67 Ave Addresses have been assigned per the approved plans. This access must be provided & maintained at all times and the building addresses posted to be visible from the street in accordance with the Building By-law. **THIS PERMIT HAS BEEN ISSUED UNDER THE REQUIREMENTS OF VBBL #12511 (2019) ** | New Build - Low Density Housing | Corey Siemens | 2715 Napier Street Vancouver, BC V5K 2W9 | Dwelling Uses | Duplex | Ventura Enterprises Inc | 2715 NAPIER ST Vancouver, BC V5K 2W9 | 2023 | Marpole | {"coordinates":[-123.1254855,49.2108667],"type":"Point"} | 2023-01 | 49.2108667, -123.1254855
DB-2022-04567 | 2022-09-28 | 2023-01-31 | 125 | 223750 | New Building | 2965 W 28TH AVENUE #3, Vancouver, BC V6L 1X3 | Low Density Housing - New Building - To construct a 2 storey laneway house building ($223,750 with 1 open parking pad having vehicular access from the 20' Lane. This building is sprinklered to NFPA-13D. Note: This is a 1 ½ storey building pursuant to the Zoning & Development By-law. 1.\tCovenant not required with existing house 2.\tNo Strata Titling permitted 3.\tNo A/C Unit proposed 4.\tSchedule B: (Jian Zhong Jin) P.Eng (604.362.7021) Geotechnical 5.\tSchedule B: (Jie Peng) P.Eng (778.998.0616) Structural 6.\tHPO: Residential Builder- Kadium Construction Ltd Address Information: Principle Dwelling: 2965 W 28TH AVENUE Laneway home: #3-2965 W 28th Av - (1.5 storey) Address has been assigned per the approved plans as the fire/emergency access to the laneway house is from the East side. This access must be provided & maintained at 20' Lane at all times in accordance with the Building By-law. ***This permit is issued under the VBBL 2019, with updated energy requirements as per bylaw # 12997 effective Jan 01, 2022.*** | New Build - Standalone Laneway | Xiao yan Zheng | 2965 West 28th Avenue Vancouver , BC V6L1X3 | Dwelling Uses | Laneway House | Kadium Construction Ltd | 1200 W 73RD AV Unit 450 Vancouver, BC V6P 6G5 | 2023 | Dunbar-Southlands | {"coordinates":[-123.1717318,49.2473188],"type":"Point"} | 2023-01 | 49.2473188, -123.1717318
BP-2022-01697 | 2022-04-01 | 2023-01-03 | 277 | 0 | Salvage and Abatement | 1225 E 62ND AVENUE, Vancouver, BC V5X 2H2 | Low Density Housing - Salvage and Abatement - Salvage and abatement permit only for DB-2021-06930 and to be completed under the supervision of a qualified professional. This permit does not authorize demolition, deconstruction or construction work. QP: Peter Van Bakel British Columbia Qualified Professionals CRSP Demolition/ Deconstruction Permit: DB-2022-01696 Building Permit: DB-2021-06930 |  | Parnvir Gill | 1225 E 62nd vancouver, BC V5X2H2 | Dwelling Uses | Single Detached House | G & K Excavation and Demolition Services Ltd |  | 2023 | Sunset | {"coordinates":[-123.0813055,49.2140484],"type":"Point"} | 2023-01 | 49.2140484, -123.0813055
BP-2022-03686 | 2022-07-21 | 2023-01-30 | 193 | 0 | Salvage and Abatement | 254 E 16TH AVENUE, Vancouver, BC V5T 2T4 | Low Density Housing - Salvage and Abatement - Salvage and abatement permit only for DB-2022-03046 and to be completed under the supervision of Qualified Professional. This permit does not authorize demolition, deconstruction or construction work. QP: Ramin Hamidnejad, CRSP of Kinetic OHS Services Ltd ***This permit is issued under the VBBL 2019, with updated energy requirements as per bylaw # 12997 effective Jan 01, 2022.*** |  | David Nicolay DBA: Evoke International Design | 295 W 8th Avenue Vancouver, BC V5Y 1N3 | Dwelling Uses | Single Detached House | Saint Construction Management Ltd | 2323 BOUNDARY ROAD Unit 208 Vancouver, BC V5M 4V8 | 2023 | Riley Park | {"coordinates":[-123.0995931,49.2563295],"type":"Point"} | 2023-01 | 49.2563295, -123.0995931
DB-2022-01036 | 2022-02-25 | 2023-01-19 | 328 | 171600 | New Building | 2929 E 17TH AVENUE #3, Vancouver, BC | Low Density Housing - New Building - To construct a 2 storey laneway house building ($171,600) with 1 open parking pad, providing a total of 1 parking spaces, having vehicular access from the 20' Lane. Note: This is a 1 ½ storey building pursuant to the Zoning & Development By-law. 1.\tCovenant not required with existing house 2.\tNo Strata Titling permitted 3.\tEntire building to be sprinklered 13D 4.\tHeat Pump proposed – Exterior component located in rear yard, Interior component located in crawl space 5.\tSchedule B: (James Lee) P.Eng (604.325.7503) Structural 6.\tSchedule B: (Bryan Lui) P.Eng (604.882.8475) Geotechnical 7.\tHPO: Residential Builder- My House Design/Build Team Ltd. NOTE: To achieve the required FSR. A floor space exclusion of 3% has been applied to this application as per section 11.24.18 of the district schedule, to accommodate improved building performance. Address Information: Principle Dwelling: #1-2929 E 17th Av Laneway home: #3-2929 E 17th Av The address number is to be posted to the building and to be visible from the street, and the suite numbers are to be posted at the suite entries in accordance with the Building By-law prior to final inspection. NOTE: Information regarding the principal building on the survey and site plan is for reference only. Any discrepancy between information regarding the principal building on the survey and/or site plan and approved permit drawings for the principal building are neither approved nor authorized under this laneway house permit. *EXISTING HOUSE* Note: Bldg 1 (principal bldg) addressed #1-2929 E 17th Av retained on site. ***This permit is issued under the VBBL 2019, with updated energy requirements as per bylaw # 12997 effective Jan 01, 2022.***. | New Build - Standalone Laneway | Greg Savage DBA: My House Design/Build Civic Liaison | 15356 Fraser Hwy Surrey, BC V3R 3P5 | Dwelling Uses | Laneway House | My House Design/Build Team Ltd |  | 2023 | Renfrew-Collingwood | {"coordinates":[-123.0432149,49.254691],"type":"Point"} | 2023-01 | 49.254691, -123.0432149
BP-2023-00197 | 2023-01-13 | 2023-01-31 | 18 | 85000 | Addition / Alteration | 353 RAILWAY STREET #201, Vancouver, BC | Field Review - Addition / Alteration - #201 - 2nd floor Interior alterations to provide improvements for an existing vacant clothing manufacturing shell space on the 2nd floor #201 of this existing commercial building. Scope of work: two new base building washrooms and two meeting rooms. SEPARATE PERMIT(S) REQUIRED FOR TENANT IMPROVEMENTS TO SHELL SPACE. | Renovation - Commercial/ Mixed Use - Lower Complexity | Ehsan Vali DBA: ValiDesign | #2006-1255 Seymour Street Vancouver, BC V6B 0H1 | Manufacturing Uses | Clothing Manufacturing | VPAC Construction Group Ltd | 1188 W GEORGIA ST Unit 920 Vancouver, BC V6E 4A2 | 2023 | Strathcona | {"coordinates":[-123.0962499,49.2849462],"type":"Point"} | 2023-01 | 49.2849462, -123.0962499
BP-2023-00139 | 2023-01-11 | 2023-01-16 | 5 | 8000 | Addition / Alteration | 6238 EAST BOULEVARD, Vancouver, BC V6M 3V7 | Field Review - Addition / Alteration - Interior alterations to this existing School – Arts or Self-Improvement use of this existing mixed-use building on site. Scope of work includes new T-bar ceiling and lighting. Ok for DTI as per Kirat Kang - January 11, 2023 | Renovation - Commercial/ Mixed Use - Lower Complexity | Guoqing Wang DBA: STA Design Group | 3531 W 33rd Ave Vancouver, BC V6N 2H3 | Service Uses | School - Arts or Self-Improvement |  |  | 2023 | Kerrisdale | {"coordinates":[-123.1548137,49.2296154],"type":"Point"} | 2023-01 | 49.2296154, -123.1548137
BP-2023-00038 | 2023-01-05 | 2023-01-16 | 11 | 30000 | Addition / Alteration | 3875 W 4TH AVENUE, Vancouver, BC V6R 4H8 | Field Review - Addition / Alteration - #105 Interior alterations to provide improvements to dwelling unit #105 on the ground floor of this multiple dwelling building on this site. OK for DTI per W. Wong January 5, 2023 | Renovation - Residential - Lower Complexity | Konstantin Nikolaou DBA: Archivolt.ca | 416-2001 Wall St. Vancouver, BC V5L 5E4 | Dwelling Uses | Multiple Dwelling |  |  | 2023 | West Point Grey | {"coordinates":[-123.1899358,49.2689522],"type":"Point"} | 2023-01 | 49.2689522, -123.1899358
DB-2021-05937 | 2021-11-14 | 2023-01-10 | 422 | 576750 | New Building | 5041 WINDSOR STREET, Vancouver, BC V5W 3H6 | Low Density Housing - New Building - To construct a 2 storey + basement one-family dwelling with a secondary suite located in the basement with an open parking space, at the rear providing one parking spaces, having vehicular access from the lane. Note: This is a 2 storey building pursuant to the Zoning and Development By-Law 1- Bar sink proposed in main floor 2- A/C unit proposed in rear yard 3- Schedule B: Jason Hui, P.Eng (778.319.3403) Structural & Geotechnical 4- HPO: Kennix Development Group Ltd. Building 1 #1-5041 Windsor St - One Family Dwelling (1st & 2nd floor) #2-5041 Windsor St - Secondary Suite (basement) Address and suite numbers assigned as per approved plans for Fire and Emergency response. The address number is to be posted on the building to be visible from the street and the suite numbers are to be posted at the suite entries in accordance with the Building By-law prior to final inspection. Combustible projections or roof soffits on an exposing building face shall not project to less than .45m from the property line and shall be in compliance with VBBL 2019 9.10.15.5.(9) The entire building, to be sprinklered to NFPA 13D. | New Build - Low Density Housing | Kenny Nguyen DBA: Kennix Development Ltd. | 1489 East 30th ave Vancouver, BC V5N 3T5 | Dwelling Uses | Single Detached House w/Sec Suite | Kennix Development Group Ltd | 1489 E 30TH AV Vancouver, BC V5N 3A1 | 2023 | Kensington-Cedar Cottage | {"coordinates":[-123.0849473,49.2388921],"type":"Point"} | 2023-01 | 49.2388921, -123.0849473
DB-2022-00825 | 2022-02-16 | 2023-01-26 | 344 | 704772.5 | New Building | 6116 CHESTER STREET, Vancouver, BC V5W 3C1 | Low Density Housing - New Building - To construct a 2-storey duplex with 2 secondary suites located in the basement and a detached accessory building (garage) at the rear providing 2 parking spaces and a surface parking, having vehicular access from the lane. *This Building Permit will remain in a suspended status until the associated (green) Demolition Permit BP-2022-02851 is completed. NOTE: To achieve the required FSR a floor space exclusion of 2% has been applied to this application as per section 10.15.1 of the district schedule, to accommodate improved building performance. The entire building to be sprinklered to 2x NFPA 13D. Note: This is a 2 storey building pursuant to the Zoning and Development By-Law ******THIS PERMIT HAS BEEN ISSUED UNDER THE REQUIREMENTS OF VBBL 2019****** 1.\tCovenant registered at the Land Title Office under CB341502 2.\tNo strata titling permitted for secondary suites 3.\tA/C units located in rear yard 4.\tSchedule B Julian Bozsik M.Eng and P.Eng (604-431-0055) Structural and Geotechnical 5.\tBC Housing Sukhdev Singh Hayer All rooms adjacent to North & South exposing building face shall be sprinklered. "Combustible projections or roof soffits on an exposing building face shall not project to less than .45m from the property line and shall be in compliance with VBBL 2019 9.10.15.5.(9)" Assigned Addressing: FRONT UNIT #1-6116 Chester St - One Family Dwelling (west side 1st-2nd floor) #2-6116 Chester St - Secondary Suite (west side basement) BACK UNIT #1-6118 Chester St - One Family Dwelling (east side 1st-2nd floor) #2-6118 Chester St - Secondary Suite (west side basement) | New Build - Low Density Housing | Sukhdev Hayer | 3157 E 51st Ave Vancouver, BC V5S 1S2 | Dwelling Uses | Duplex w/Secondary Suite, Secondary Suite | Sukhdev Singh Hayer | 3157 E 51ST AV Vancouver, BC V5S 1S2 | 2023 | Sunset | {"coordinates":[-123.0888945,49.2289368],"type":"Point"} | 2023-01 | 49.2289368, -123.0888945
BP-2022-05386 | 2022-12-05 | 2023-01-12 | 38 | 0 | Salvage and Abatement | 1574 W 66TH AVENUE, Vancouver, BC V6P 2R9 | Low Density Housing - Salvage and Abatement - Salvage and abatement permit only for DB-2022-05287 and to be completed under the supervision of a qualified professional work. This permit does not authorize demolition, deconstruction or construction work. QP: Pacific Ark Environmental Consulting Ltd. -Xiaoqiang (David) Yang |  | Qi Li DBA: LQ Design Group Ltd | 2161 LAWSON AVENUE WEST VANCOUVER, BC V7V 2E1 | Dwelling Uses | Single Detached House | East West Excavating 2022 ltd | 720 Rennie Pl New Westminster, BC V3M 6P6 | 2023 | Marpole | {"coordinates":[-123.1428404,49.211148],"type":"Point"} | 2023-01 | 49.211148, -123.1428404
DB-2022-03687 | 2022-07-21 | 2023-01-30 | 193 | 705032.5 | New Building | 3711 W 24TH AVENUE, Vancouver, BC V6S 1L7 | Low Density Housing - New Building - To construct a 2 storey + cellar one-family dwelling ($705,032.50) with 1 surface parking, having vehicular access from the lane. Note: This is a 2 storey building pursuant to the Zoning and Development By-Law 1- Bar/Sink proposed in the cellar. 2- A/C unit proposed in the rear yard. 3- Schedule B: Antony Wang, P.Eng (604-618-6236) Structural & Geotechnical & Guardrail. 4- HPO: Residential Builder – Wei Ga Enterprise Ltd. 5- The entire building to be sprinklered to NFPA 13D. Addressing Note: Building 1 #1-3711 W 24th Av - One Family Dwelling (2-storey w/ cellar) Address and suite number assigned as per approved plans for Fire and Emergency response. The address number is to be posted to the building to be visible from the street and the suite number is to be posted at the suite entry in accordance with the Building By-law prior to final inspection. ***This permit has been issued under the VBBL 2019, with updated energy requirements as per bylaw # 12997 effective Jan 01, 2022.*** | New Build - Low Density Housing | Vincent Wan DBA: D.V. Design Ltd. | 4038 Toronto Street Port Coquitlam, BC V3B6X8 | Dwelling Uses | Single Detached House | Wei Ga Enterprise Ltd | 980 W 32ND AV Vancouver, BC V5Z 2K2 | 2023 | Dunbar-Southlands | {"coordinates":[-123.1868287,49.2513165],"type":"Point"} | 2023-01 | 49.2513165, -123.1868287
DB-2021-04997 | 2021-09-23 | 2023-01-19 | 483 | 750000 | New Building | 5092 CLARENDON STREET, Vancouver, BC V5R 3J5 | Low Density Housing - New Building - To construct a two-storey two-family dwelling ($750,000), with a detached accessory building (garage) at the rear providing 2 parking spaces, having vehicular access from the lane. The entire building, INCLUDING THE ATTACHED GARAGE (if applicable), to be sprinklered to 2 x NFPA 13D. 1. No A/C units proposed 2. No Bar sinks proposed 3. Schedule B: Md. Shahidul Alam (604.653.7475) Structural & Geotechnical 4. HPO: Residential Builder - Isher Developments Ltd. Address Note: FRONT UNIT 5092 Clarendon St - One Family Dwelling (west side 1st-3rd floor) BACK UNIT 5094 Clarendon St - One Family Dwelling (east side 1st-3rd floor) Address numbers assigned as per approved plans for Fire and Emergency response. The address numbers are to be posted to the building to be visible from the street and in accordance with the Building By-law prior to final inspection. ******THIS PERMIT HAS BEEN ISSUED UNDER THE REQUIREMENTS OF VBBL #12511 (2019)****** | New Build - Low Density Housing | Bhupinder (Raj) Singh DBA: Raj Home Design | 6625 Fraser St Vancouver, BC V5X3T6 | Dwelling Uses | Duplex | Isher Development Ltd. |  | 2023 | Renfrew-Collingwood | {"coordinates":[-123.0551026,49.2381443],"type":"Point"} | 2023-01 | 49.2381443, -123.0551026
DB-2022-00462 | 2022-02-02 | 2023-01-12 | 344 | 782750 | New Building | 2680 HORLEY STREET, Vancouver, BC V5R 4R8 | Low Density Housing - New Building - To construct a two and a half storey two-family dwelling (782,750.00) with a detached accessory building (garage) at the rear providing 2 parking spaces, along with 1 surface parking spot, having vehicular access from the lane. Note: This is a 2 storey building pursuant to the Zoning and Development By-Law Note: Entire building sprinklered to 2x NFPA-13D requirements. 1. A/C units proposed in the rear and half storey 2. Bar sinks NOT proposed 3. Schedule B: Md. Shahidul Alam (604)-6537475 Structural & Geotechnical 4. HPO: Residential Builder - Isher Development Ltd. Address Note: Front Unit 2680 Horley St - One Family Dwelling (1st - 3rd floor) Back Unit 2678 Horley St - One Family Dwelling (1st - 3rd floor) Address numbers assigned as per approved plans for Fire and Emergency response. The address numbers are to be posted to the building to be visible from the street and in accordance with the Building By-law prior to final inspection. ******THIS PERMIT HAS BEEN ISSUED UNDER THE REQUIREMENTS OF VBBL #12511 (2019)****** | New Build - Low Density Housing | Puneet Sharma | 4882 44a ave DELTA, BC V4K 1E5 | Dwelling Uses | Duplex | Isher Development Ltd. |  | 2023 | Renfrew-Collingwood | {"coordinates":[-123.0501817,49.2408203],"type":"Point"} | 2023-01 | 49.2408203, -123.0501817
BP-2022-04365 | 2022-09-12 | 2023-01-13 | 123 | 130000 | Addition / Alteration | 8600 FRASER STREET, Vancouver, BC | Field Review - Addition / Alteration - Building Permit for DP-2022-00361. Exterior Alterations for the addition of a loading dock, (South side of 8600 Fraser Street), and the relocation of the existing loading spaces 14, 15 & 16 for the Manufacturing, (Animal Products), use on the site. OK for field review per D.Langevin Sept 9, 2022 Schedule B - Structural and Geotechnical - Mahmoud Ranezankhani - 778-988-9990 | Renovation - Commercial/ Mixed Use - Lower Complexity | Mahmoud Ramezankhani DBA: Hexa Engineering Inc. | #205 - 930 Harbourside Drive North Vancouver, BC V7P 3S7 | Manufacturing Uses | Animal Products Processing | KERN BSG MANAGEMENT LTD | 101 - 7050 Russell Ave Burnaby, BC V5J 4R9 | 2023 | Sunset | {"coordinates":[-123.0911804,49.2062672],"type":"Point"} | 2023-01 | 49.2062672, -123.0911804
DB-2022-05357 | 2022-12-01 | 2023-01-12 | 42 | 164300 | Addition / Alteration | 550 BURRARD STREET, Vancouver, BC V6C 2B5 | Field Review - Addition / Alteration - 550 Burrard St Exterior alterations to do parkade and plaza concrete repairs in this existing commercial building on this site. Scope of work: Bentall 5 plaza and P1 construction repair OK for field review as per Rob Rattary, DBI. Schedule A & B structural signed by Jennifer Durham, P.Eng.,604-738-0048 ; JDurham@rjc.ca | Renovation - Commercial/ Mixed Use - Lower Complexity | Bruce Taylor DBA: Duron Specialty Contracting Group Ltd. | 933 Beaumont Dr North Vancouver, BC V7R1P5 | Office Uses | General Office | Duron Specialty Contracting Group Ltd | 933 Beaumont Dr North Vancouver, BC V7R 1P5 | 2023 | Downtown | {"coordinates":[-123.1181517,49.2857132],"type":"Point"} | 2023-01 | 49.2857132, -123.1181517
BP-2022-02975 | 2022-06-08 | 2023-01-26 | 232 | 204530 | Addition / Alteration | 1607 E HASTINGS STREET, Vancouver, BC V5L 1S7 | High Density Housing / Commercial - Addition / Alteration - Building Permit for DP-2021-01023 Interior and exterior alterations to the existing Community Centre (Group A2) to provide a new Child Care Facility (Group A2) for 20 children ages 3 to 5 in this existing building on this site. Proposed scope of work includes a new covered deck, stairs, and to formalize an additional unisex washroom within the suite. |  | Tony Osborn DBA: Tony Osborn Architecture + Design Inc. | #204 - 343 Railway Street Vancouver, BC V6A 1A4 | Institutional Uses | Child Day Care Facility |  |  | 2023 | Grandview-Woodland | {"coordinates":[-123.0719986,49.2815619],"type":"Point"} | 2023-01 | 49.2815619, -123.0719986
BP-2022-05619 | 2022-12-23 | 2023-01-19 | 27 | 50000 | Addition / Alteration | 350 W GEORGIA STREET, Vancouver, BC V6B 6B1 | Field Review - Addition / Alteration - 3rd Floor Interior alterations only to validate layout changes on the third floor of the Central Library building on this site. Scope of work includes: 1) Add two automatic door operators & HC wave to active buttons to two Vocal booths. 2) Add structural angled bracing between raised floor & concrete floor slab, to provide better support. 3) Remove existing plug-in ceiling lighting, replaced with hard-wired LED general lighting with switch. 4) Add emergency light head in each vocal booth. Ok for field review per Rob Rattray - Jan 4/23 Notes: - A separate sprinkler permit is required for all related work. - Energy Upgrade: - Schedule A & B, Architectural, Mark Hamilton, Architect, 604-682-6881 Ext. 285. - Schedule B, Structural, Andrew Metten, P.Eng/Struct. Eng, 604-688-9861. - Schedule B, Electrical, Steven Nemetz, P.Eng, 604-736-6562. | Renovation - Commercial/ Mixed Use - Lower Complexity | Mark Yan DBA: RATIO Architecture, Interior Design, Planning Inc. | #300 - 1111 Melville Street Vancouver, BC V6E 3V6 | Cultural/Recreational Uses | Library |  |  | 2023 | Downtown | {"coordinates":[-123.1155703,49.2797085],"type":"Point"} | 2023-01 | 49.2797085, -123.1155703
DB-2022-04820 | 2022-10-20 | 2023-01-04 | 76 | 200000 | Addition / Alteration | 563 E 7TH AVENUE, Vancouver, BC V5T 1N8 | Field Review - Addition / Alteration - Exterior and interior alterations to renovate this existing Single Detached House. Scope of work includes interior alteration and installing a new deck and alteration to rear yard access OK for DB per Ben (POD) Letter of assurance provided by: Schedule B (Structural, Geotechnical), Scott Ash-Anderson, P. Eng, 604-228-0518 | Renovation - Residential - Lower Complexity | Mak Space Holdings Inc DBA: Mak Interiors | #205 - 309 W Cordova Street Vancouver, BC V6B 1E5 | Dwelling Uses | Single Detached House |  |  | 2023 | Mount Pleasant | {"coordinates":[-123.0915058,49.2646059],"type":"Point"} | 2023-01 | 49.2646059, -123.0915058
BP-2022-01367 | 2022-03-16 | 2023-01-18 | 308 | 15000 | Demolition / Deconstruction | 2052 E 22ND AVENUE, Vancouver, BC V5N 2R4 | Low Density Housing - Demolition / Deconstruction - To demolish the existing one family dwelling building ($15,000) on this site by means of deconstruction. Demolition – Pre-1950 with Character Merit Green Demolition Conditions Apply : 90% Recycling Rate of Building Materials Required This permit is subject to the Green Demolition Bylaw (11023) Note: Demo Declaration by Deconstruction – Canadian Excavating / Nirmal Brar / 604-728-0434 |  | Terry Chen DBA: T Chen Custom Homes / TC Studio | 296-4388 Still Creek Ave Burnaby, BC V5C 6C6 | Dwelling Uses | Single Detached House | Canadian Excavating Ltd | 6898 130 St Surrey, BC V3W 4J5 | 2023 | Kensington-Cedar Cottage | {"coordinates":[-123.0635651,49.2500133],"type":"Point"} | 2023-01 | 49.2500133, -123.0635651
BP-2022-05350 | 2022-12-01 | 2023-01-05 | 35 | 20000 | Addition / Alteration | 1853 E 11TH AVENUE, Vancouver, BC V5N 1Y9 | Enquiry Centre - Addition / Alteration - Interior alterations to allow salvage of non-structural building components prior to or during abatement work and removal of non-structural hazardous materials in this existing multiple conversion building on this site. QP: Emma Gibson, Enviro-Vac, 604-513-1324. OK for SIPS per W. Wong - Dec 1/22 Ok for issuance per J. Boldt - Dec 1/22 Note: This permit is for interior alterations only and is not associated with a demolition permit. This municipally designated Heritage B building shall be retained on site. | Renovation - Residential - Lower Complexity | David Woo DBA: Intracorp Eastward Development Limited Partnership | 600-550 Burrard Street Vancouver, BC V6C2B5 | Dwelling Uses | Multiple Conversion Dwelling | Assertive Excavating & Demolition Ltd | 19567 Fraser Hwy Unit 264 Surrey, BC V3S 9A4 | 2023 | Kensington-Cedar Cottage | {"coordinates":[-123.066571,49.2606882],"type":"Point"} | 2023-01 | 49.2606882, -123.066571
DB-2021-05850 | 2021-11-12 | 2023-01-03 | 417 | 741000 | New Building | 6210 LARCH STREET, Vancouver, BC | Low Density Housing - New Building - To construct a 2 storey + basement one-family dwelling with a secondary suite located in the basement with an attached garage to LWH and open parking pad , at the rear providing 2 parking spaces, having vehicular access from the lane. Note: This is a 2 storey building pursuant to the Zoning and Development By-Law 1- Covenant registered at the Land Title Office under CB352536 2- Bar sink proposed in main floor 3- A/C unit proposed in rear yard 4- Schedule B: Yatendra Kumar Sharma P.Eng (778.863.7076) Structural 5- Schedule B: Zhao Guan P.Eng (778.868.5635) Geotechnical 6- HPO: Arjan Holdings Ltd. Building 1 #1-6210 Larch St - One Family Dwelling (1st-2nd floor, west side basement) #2-6210 Larch St - Secondary Suite (east side basement) Address and suite numbers assigned as per approved plans for Fire and Emergency response. The address number is to be posted to the building to be visible from the street and the suite numbers are to be posted at the suite entries in accordance with the Building By-law prior to final inspection. ******THIS PERMIT HAS BEEN ISSUED UNDER THE REQUIREMENTS OF VBBL #12511 (2019)****** Combustible projections or roof soffits on an exposing building face shall not project to less than .45m from the property line and shall be in compliance with VBBL 2019 9.10.15.5.(9) The entire building, to be sprinklered to NFPA 13D. | New Build - Low Density Housing | Rohit Bhatti | 5080 Merganser Dr. Richmond, BC V7E 3W5 | Dwelling Uses | Single Detached House w/Sec Suite | Arjan Holdings Ltd |  | 2023 | Kerrisdale | {"coordinates":[-123.1628892,49.2299976],"type":"Point"} | 2023-01 | 49.2299976, -123.1628892
DB-2021-05301 | 2021-10-12 | 2023-01-17 | 462 | 224857.5 | New Building | 2662 E 3RD AVENUE #3, Vancouver, BC V5M 1H2 | Low Density Housing - New Building - To construct a 2 storey laneway house building ($224,857.50) with an attached garage and 1 open parking pad, providing a total of 2 parking spaces, having vehicular access from the lane. Note: This is a 1 ½ storey building pursuant to the Zoning & Development By-law 1.\tCovenant registered at the Land Title Office under CA9091867 2.\tNo Strata Titling permitted 3.\tNo A/C unit proposed 4.\tSchedule B: Tsung-Hua Yang, P. Eng. (604-729-0585) Structural & Geotechnical 5. \tHPO: Residential Builder - Building Contractor Liban Property Management & Construction Co Ltd. 6.\tThe entire building, INCLUDING THE ATTACHED GARAGE (if applicable), to be sprinklered to NFPA 13D. Addressing Note: Building 2 #3-2662 E 3rd Av - Laneway House Address and suite number assigned as per approved plans for Fire and Emergency response. The address number is to be posted to the building to be visible from the street and the suite number is to be posted at the suite entry in accordance with the Building By-law prior to final inspection. ******THIS PERMIT HAS BEEN ISSUED UNDER THE REQUIREMENTS OF VBBL #12511 (2019)****** | New Build - Low Density Housing | Qi Li DBA: LQ Design Group Ltd | 2161 LAWSON AVENUE WEST VANCOUVER, BC V7V 2E1 | Dwelling Uses | Laneway House | Liban Property Management & Construction Co Ltd | 8180 Saunders Road Richmond, BC V7A 2A5 | 2023 | Hastings-Sunrise | {"coordinates":[-123.0505161,49.2673216],"type":"Point"} | 2023-01 | 49.2673216, -123.0505161
DB-2022-04291 | 2022-09-07 | 2023-01-17 | 132 | 200000 | New Building | 111 E 47TH AVENUE #3, Vancouver, BC V5W 2A6 | Low Density Housing - New Building - To construct a 1 storey laneway house building ($200,000) with an attached garage and 1 open parking pad, providing a total of 2 parking spaces, having vehicular access from the 20' Lane. 1.\tCovenant not required with existing house 2.\tNo Strata Titling permitted 3.\tNo A/C Unit proposed 4.\tEntire building to be sprinklered 13D 5.\tSchedule B: (Julian Bozsik, M.Eng) P.Eng (604.431.0055) Structural 6.\tSchedule B: (Julian Bozsik, M.Eng) P.Eng (604.431.0055) Geotechnical 7.\tHPO: Residential Builder- (Sodhi Development Ltd.) NOTE: To achieve the required FSR. A floor space exclusion of 3% has been applied to this application as per section 11.24.18 of the district schedule, to accommodate improved building performance. Address Information: BUILDING 2 #3-111 E 47th Av - Laneway House (1 storey) Address and suite number assigned as per approved plans for Fire and Emergency response. The address number is to be posted to the building to be visible from the street and the suite number is to be posted at the suite entry in accordance with the Building By-law prior to final inspection. NOTE: Information regarding the principal building on the survey and site plan is for reference only. Any discrepancy between information regarding the principal building on the survey and/or site plan and approved permit drawings for the principal building are neither approved nor authorized under this laneway house permit. ***This permit is issued under the VBBL 2019, with updated energy requirements as per bylaw # 12997 effective Jan 01, 2022.*** | New Build - Standalone Laneway | Sodhi Dadral DBA: Sodhi Development Ltd. | 285 E. 45th Avenue Vancouver , BC V5W 1X2 | Dwelling Uses | Laneway House | Sodhi Development Ltd | 8179 MAIN ST Vancouver, BC V5X 3L2 | 2023 | Sunset | {"coordinates":[-123.1033765,49.2278495],"type":"Point"} | 2023-01 | 49.2278495, -123.1033765
DB-2022-04788 | 2022-10-18 | 2023-01-25 | 99 | 500000 | Addition / Alteration | 1525 W 3RD AVENUE, Vancouver, BC | Field Review - Addition / Alteration - Interior alterations and a change of use to similar to (Workshop and Clothing Manufacturing) to provide improvements for a new tenant and to combine units 1525 W 3rd Ave and 1531 W 3rd Ave on the ground floor of this commercial building on this site. OK for DB per D.Jung OK for Field Review per W.Wong Letter of assurance provided by: Schedule A & B (Architectural): David N Palmer, 604-687-2511 Schedule B (Electrical): Dave Hans, P. Eng., 604-999-2069 Schedule B (Mechanical): Daryl Keturakis, P.Eng, 604-591-2766 Addressing Note: 1525 W 3rd Av 1531 W 3rd Av has been canceled and is to be removed from the building. 1525 W 3rd Av is to be posted on the building and clearly visible from the street prior to final inspection. | Renovation - Commercial/ Mixed Use - Lower Complexity | David Palmer DBA: Gustavson Wylie Architects Inc. | #280 - 1040 West Georgia Street Vancouver, BC V6E 4H1 | Manufacturing Uses, Service Uses | Clothing Manufacturing, Workshop |  |  | 2023 | Fairview | {"coordinates":[-123.1395276,49.2688365],"type":"Point"} | 2023-01 | 49.2688365, -123.1395276
BP-2022-05367 | 2022-12-01 | 2023-01-10 | 40 | 700000 | Addition / Alteration | 1280 BURRARD STREET, Vancouver, BC V6Z 1Z1 | Field Review - Addition / Alteration - #700 - 7th floor (full floor tenant) Interior alterations to provide a first tenant improvement to this office (shell) for a new multi floor office tenant on the 7th floor (#700) in this existing commercial building. Scope of work: complete tenant fit out to this office shell space, including walls, doors, millwork, finishes, HVAC, RCP, plumbing, electrical and sprinklers. TENANT: Lululemon Athletica OK for Field Review for Office TI Energy Upgrade Exempt: 1st TI Letters of Assurance submitted by: Schedule A and Architectural Schedule B, David N. Palmer, Architect AIBC. ph: 604.687.2511 Plumbing/Mechanical Schedule B, Daryl Keturakis, P.Eng. ph: 604-591-2766 Electrical Schedule B, Dave Hans, P.Eng., ph: 604-999-2069 | Renovation - Commercial/ Mixed Use - Lower Complexity | David Palmer DBA: Gustavson Wylie Architects Inc. | #280 - 1040 West Georgia Street Vancouver, BC V6E 4H1 | Office Uses | General Office |  |  | 2023 | Downtown | {"coordinates":[-123.1302888,49.278277],"type":"Point"} | 2023-01 | 49.278277, -123.1302888
BP-2022-03618 | 2022-07-15 | 2023-01-31 | 200 | 15000 | Demolition / Deconstruction | 5295 PRINCE ALBERT STREET, Vancouver, BC V5W 3C7 | Low Density Housing - Demolition / Deconstruction - Building Permit for DB-2022-03546 1 FD Recycle & reuse - 75% Demo contractor: Marie Dieno- Ajac Construction and Excavation Inc. Tele: 778-229-3042 ***This permit is issued under the VBBL 2019, with updated energy requirements as per bylaw # 12997 effective Jan 01, 2022.*** |  | Don Piner DBA: Intarsia Design Ltd. | 7561 Barrymore Drive Delta, BC V4C6X5 | Dwelling Uses | Single Detached House | Ajac Construction and Excavation Inc | 16511 Watson Dr Unit 49 Surrey, BC V4N 6T7 | 2023 | Kensington-Cedar Cottage | {"coordinates":[-123.0883573,49.2370655],"type":"Point"} | 2023-01 | 49.2370655, -123.0883573
DB-2022-02252 | 2022-04-30 | 2023-01-31 | 276 | 15000 | Demolition / Deconstruction | 3126 E 17TH AVENUE, Vancouver, BC V5M 2N7 | Low Density Housing - Demolition / Deconstruction - Demolition – Conventional (Standard) To demolish the existing one family dwelling building ($15,000) on this site. Note: Demo Declaration – Van-City Excavating Ltd (Harpinder Jit Dhillon) 604-782-7406 |  | Qi Li DBA: LQ Design Group Ltd | 2161 LAWSON AVENUE WEST VANCOUVER, BC V7V 2E1 | Dwelling Uses | Single Detached House | Van-City Excavating Ltd |  | 2023 | Renfrew-Collingwood | {"coordinates":[-123.0382667,49.2545283],"type":"Point"} | 2023-01 | 49.2545283, -123.0382667
BP-2022-01546 | 2022-03-25 | 2023-01-24 | 305 | 8000000 | New Building | 715 W 49TH AVENUE, Vancouver, BC | Certified Professional Program - New Building - This permit is for the site work and construction of a basement storage garage for the following residential development: To construct three 3-storey residential buildings consisting of: Building 1 - 6 dwelling units; private rooftop patios (South-East) Building 2 - 5 dwelling units (North) Building 3 - 6 dwelling units; private rooftop patios (South-West) all over 1 level of underground parking (24 parking spaces) accessed from lane. *This permit has been reviewed under the provisions of VBBL 2019.* **This is a CP process and the applicant is Petar Dimov, P.Eng.** Refer to BP-2022-04125 for Building 1 Refer to BP-2022-04126 for Building 2 Refer to BP-2022-04127 for Building 3 STAGED CONSTRUCTION Stage 1: Excavation & Shoring (S.Yoo, Jan. 24, 2023) |  | Petar Dimov DBA: Protection Engineering | 2930 Arbutus Street Unit 302 Vancouver, BC V6J 3Y9 | Dwelling Uses, Parking Uses | Multiple Dwelling, Parking Garage | Edge Vancouver Construction Group Ltd | 22 W 2ND AV Vancouver, BC V5Y 1B3 | 2023 | Oakridge | {"coordinates":[-123.1221317,49.2263643],"type":"Point"} | 2023-01 | 49.2263643, -123.1221317
DB-2022-02267 | 2022-05-02 | 2023-01-17 | 260 | 225000 | New Building | 1160 E 37TH AVENUE, Vancouver, BC | Low Density Housing - New Building - To construct a 2 storey laneway house building ($225,000) with an attached garage and 1 open parking pad, providing a total of 2 parking space, having vehicular access from the lane. Note: The entire building, INCLUDING THE ATTACHED GARAGE (if applicable), to be sprinklered to NFPA 13D. Note: This is a 1 ½ storey building pursuant to the Zoning & Development By-law 1.\tCovenant registered at the Land Title Office under CB34487 2.\tNo Strata Titling permitted 3.\tNo A/C unit proposed 4.\tSchedule B: Jason Hui P.Eng (778.319.3403) Structural & Geotechnical 5.\tHPO: Residential Builder- Rohtab Garcha Home Development Ltd. Address notes: Building 2 1160 E 37th Av - Laneway House (1.5-storey) Address number assigned as per approved plans for Fire and Emergency response. The address number is to be posted and to the building and to be visible from the street in accordance with the Building By-law prior to final inspection. ***This permit is issued under the VBBL 2019, with updated energy requirements as per bylaw # 12997 effective Jan 01, 2022.*** | New Build - Low Density Housing | Hardeep Garcha | 475 E 47th Ave Vancouver, BC V5W2B3 | Dwelling Uses | Laneway House | Rohtab Garcha Home Development Ltd | 126 E 52ND AV Vancouver, BC V5X 1G6 | 2023 | Kensington-Cedar Cottage | {"coordinates":[-123.08097,49.2364206],"type":"Point"} | 2023-01 | 49.2364206, -123.08097
BP-2023-00205 | 2023-01-13 | 2023-01-15 | 2 | 0 | Salvage and Abatement | 4315 ST. CATHERINES STREET, Vancouver, BC V5V 4M4 | Low Density Housing - Salvage and Abatement - Salvage and Abatement Permit only for Building permit: DB-2023-00037 and to be completed under the supervision of a qualified professional. This permit does not authorize demolition, deconstruction or construction work. Deconstruction Permit: BP-2023-00204 QP: Kinetic OHS Services Ltd. |  | Khang Nguyen DBA: Architrix Design Studio | 289 Alexander Street # 216 Vancouver, BC V6A4H6 | Dwelling Uses | Single Detached House | J&R Excavation & Demolition Ltd. |  | 2023 | Kensington-Cedar Cottage | {"coordinates":[-123.0862378,49.2463314],"type":"Point"} | 2023-01 | 49.2463314, -123.0862378
BP-2022-02003 | 2022-04-13 | 2023-01-19 | 281 | 15000 | Demolition / Deconstruction | 2050 W 57TH AVENUE, Vancouver, BC V6P 1V2 | Low Density Housing - Demolition / Deconstruction - To demolish the existing one family dwelling building ($15,000) on this site by means of deconstruction. Green Demolition Conditions Apply 75% Recycling Rate of Building Materials Required This permit is subject to the Green Demolition Bylaw (11023) |  | Peggie Yuen DBA: DWG Design Work Group Ltd | Unit 203 - 5066 Kingsway Burnaby, BC V5H 2E7 | Dwelling Uses | Single Detached House | Finest Construction & Renovation Ltd | 10691 Shellbridge Way Unit 130 Richmond, BC V6X 2W8 | 2023 | Kerrisdale | {"coordinates":[-123.1534977,49.2192849],"type":"Point"} | 2023-01 | 49.2192849, -123.1534977
DB-2022-01513 | 2022-03-23 | 2023-01-12 | 295 | 167972.5 | New Building | 2811 E 23RD AVENUE #3, Vancouver, BC | Low Density Housing - New Building - To construct a 1 storey laneway house building ($167,972.50) and 1 open parking pad having vehicular access from the lane. 1.\tCovenant registered at the Land Title Office under CA7603872 2.\tSchedule B: (M.S.Dhillon) P.Eng (604.537.6271) Structural & Geotechnical 3.\tHPO: Residential Builder- Cedar Van Homes Inc Note: The entire building, INCLUDING THE ATTACHED GARAGE (if applicable), to be sprinklered to NFPA 13D NOTE: To achieve the required FSR. A floor space exclusion of 3% has been applied to this application as per section 11.24.18 of the district schedule, to accommodate improved building performance. Address Information: Principle Dwelling: #1-2811 E 23rd Ave Secondary Suite: #2-2811 E 23rd Ave Laneway home: #3-2811 E 23rd Ave Address and suite number assigned as per approved plans for Fire and Emergency response. The address number is to be posted to the building to be visible from the street and the suite number is to be posted at the suite entry in accordance with the Building By-law prior to final inspection. NOTE: Information regarding the principal building on the survey and site plan is for reference only. Any discrepancy between information regarding the principal building on the survey and/or site plan and approved permit drawings for the principal building are neither approved nor authorized under this laneway house permit. *NEW HOUSE* Note: See DB-2022-01513 for Bldg 1 on site (principal bldg) addressed (1-2) 2811 E 23rd Ave **THIS PERMIT HAS BEEN ISSUED UNDER THE REQUIREMENTS OF VBBL #12511 (2019) ** | New Build - Standalone Laneway | Kirupa Kanapa | 241 E 64th Ave Vancouver, BC V5X2M5 | Dwelling Uses | Laneway House | Cedar Van Homes Inc | 241 E 64TH AV Vancouver, BC V5X 2M5 | 2023 | Renfrew-Collingwood | {"coordinates":[-123.0462773,49.2499557],"type":"Point"} | 2023-01 | 49.2499557, -123.0462773
DB-2019-04197 | 2019-09-19 | 2023-01-16 | 1215 | 15000 | Demolition / Deconstruction | 1059 WINDERMERE STREET, Vancouver, BC V5K 4J9 | Low Density Housing - Demolition / Deconstruction - Demolition – Conventional (Standard) To demolish the existing one family dwelling building on this site. |  | TIMOTHY TSE DBA: Cadlab Design Inc. | 225-8877 Odlin Cr. Richmond, BC V6X 3Z7 | Dwelling Uses | Single Detached House |  |  | 2023 | Hastings-Sunrise | {"coordinates":[-123.0367106,49.2748071],"type":"Point"} | 2023-01 | 49.2748071, -123.0367106
BP-2022-02720 | 2022-05-25 | 2023-01-20 | 240 | 2700000 | Addition / Alteration | 993 BROUGHTON STREET, Vancouver, BC V6G 2A4 | High Density Housing / Commercial - Addition / Alteration - **********Part 3 residential building & Part 5 Design*********** Interior and exterior alterations, addition and to convert this existing 3-storey Heritage “B” One-Family Dwelling to a 4-storey One-Family Dwelling residential building. ******THIS PERMIT HAS BEEN REVIEWED & ISSUED UNDER THE REQUIREMENTS OF VBBL 2019 ND AMENDMENT EFFECTIVE JANUARY 1ST, 2022. ******** Building Review Branch Notes: 1. Sch. A, D, Arch. B, Struct. B and Geo. B are submitted. 2. Related to AL-2022-00206. 3. Entire building is fully upgraded per Table 11.2.1.4.(1) and energy upgrade per Table 11.2.1.4.(2). 4. Entire building to be sprinklered to NFPA 13R requirements and exterior sprinkler system conforming to NFPA 13 on Northwest and Northeast building elevations to retain existing combustible cladding. 5. Building has a supervised sprinkler system in conformance w/ Article 3.2.4.9 and the sprinkler system is designed to notify the fire department in conformance with Article 3.2.4.7. (single stage FA) per Table 11.5.1.1.(10). |  | Rosa Salcido DBA: Vivid Green Architecture Inc. | Unit 1141 - 11871 Horseshoe Way Richmond, BC V7A 5H5 | Dwelling Uses | Single Detached House |  |  | 2023 | West End | {"coordinates":[-123.133154,49.2860405],"type":"Point"} | 2023-01 | 49.2860405, -123.133154
BP-2022-05213 | 2022-11-18 | 2023-01-25 | 68 | 5000 | Addition / Alteration | 1500 PENDRELL STREET #212, Vancouver, BC V6G 3A5 | Field Review - Addition / Alteration - #212-1500 Pendrell Interior alterations to this existing dwelling unit on the 2nd floor (#212) in this existing multiple dwelling building on the site. Scope of work is to provide kitchen updates and remove interior non-load bearing walls. L2 - Lighting - Install lighting dimmer, timers, and/or motion detectors on interior lights OK for Field Review per S.Yu on Nov 17, 2022 | Renovation - Residential - Lower Complexity | Chris Ng DBA: Coto Design Inc. | 2/F 106 - 11511 Bridgeport Rd. Richmond, BC V6X 1T4 | Dwelling Uses | Multiple Dwelling |  |  | 2023 | West End | {"coordinates":[-123.1373063,49.2853491],"type":"Point"} | 2023-01 | 49.2853491, -123.1373063
DB-2022-04080 | 2022-08-19 | 2023-01-20 | 154 | 700000 | Addition / Alteration | 108 W 18TH AVENUE, Vancouver, BC V5Y 2A5 | Low Density Housing - Addition / Alteration - Exterior and interior alterations to convert this existing 6 Unit Multiple Dwelling Building to a 1 family dwelling with a secondary suite and a one car garage on this site. The scope of work includes interior layout alterations, a new one car garage, new windows/ doors, lower the house to meet part 9 of the Vancouver Building Bylaw requirements. Entire Building to be sprinklered to NFPA 13D Structural schedule B signed and sealed by Jianli Guo, 604.518.1098 Geotechnical schedule B signed and sealed by Thanh Van Le, 604.421.3288 Renovation Energy Upgrade proposal prepared by Farhad Hemmati, 604.369.1630 |  | Khang Nguyen DBA: Architrix Design Studio | 289 Alexander Street # 216 Vancouver, BC V6A4H6 | Dwelling Uses | Single Detached House w/Sec Suite |  |  | 2023 | Riley Park | {"coordinates":[-123.1076074,49.2544639],"type":"Point"} | 2023-01 | 49.2544639, -123.1076074
BP-2022-02536 | 2022-05-16 | 2023-01-04 | 233 | 15000 | Demolition / Deconstruction | 3126 W 32ND AVENUE, Vancouver, BC V6L 2C1 | Low Density Housing - Demolition / Deconstruction - To demolish the existing one family dwelling building ($15,000) on this site by means of deconstruction. Green Demolition Conditions Apply 90% Recycling Rate of Building Materials Required This permit is subject to the Green Demolition Bylaw (11023) |  | Qi Li DBA: LQ Design Group Ltd | 2161 LAWSON AVENUE WEST VANCOUVER, BC V7V 2E1 | Dwelling Uses | Single Detached House | TX CONTRACTING LTD |  | 2023 | Dunbar-Southlands | {"coordinates":[-123.174672,49.2430093],"type":"Point"} | 2023-01 | 49.2430093, -123.174672
BP-2022-04531 | 2022-09-26 | 2023-01-10 | 106 | 0 | Salvage and Abatement | 4042 W 28TH AVENUE, Vancouver, BC V6S 1S8 | Low Density Housing - Salvage and Abatement - Salvage and Abatement Permit only for Building permit: BP-2022-03989 and to be completed under the supervision of a qualified professional. This permit does not authorize demolition, deconstruction or construction work. Demolition Permit: DB-2022-04530 Qualified Professional: Harvey Wong (Kinetic OHS Services) 604-988-0099 |  | Loy Leyland DBA: Loy Leyland Architect Inc. | # 1 - 1864 West 1st. Avenue Vancouver, BC V6J1G5 | Dwelling Uses | Single Detached House w/Sec Suite | TX CONTRACTING LTD |  | 2023 | Dunbar-Southlands | {"coordinates":[-123.1949788,49.246899],"type":"Point"} | 2023-01 | 49.246899, -123.1949788
BP-2023-00241 | 2023-01-17 | 2023-01-30 | 13 | 124000 | Addition / Alteration | 200 GRANVILLE STREET, Vancouver, BC V6C 1S4 | Field Review - Addition / Alteration - #180 - 1st Floor Interior alterations to this existing office tenant on the 1st floor (#180) in this existing commercial building on this site. Scope of work: remove/construct select partition walls to alter layout, doors, finishes, lighting and electrical work. TENANT: Integral Group Consulting (BC) Letters of Assurance submitted by: Schedule A, Edwin Wong, Architect, ph: 604-312-4889 Mechanical and Plumbing Schedule B, Mr. Michael Oshoway, P.Eng., ph: 604-687-1800 Electrical Schedule B, Mr. Michael Wetton, P.Eng., ph: 604-687-1800 OK for TIPS Building Sprinklered - Building Inspector to determine on site if a separate sprinkler permit is required. Energy checklist is currently no longer required with your Building Permit (BP) application. Some supporting documents are still required at BP stage, specifically Envelope and HVAC, if applicable. Service Water Heating and Lighting supporting documents, if applicable, must be submitted with your related trades permits (e.g. electrical and plumbing). | Renovation - Commercial/ Mixed Use - Lower Complexity | Diana Kwak DBA: Fusion Projects | #800 - 850 W. Hastings Vancouver, BC V6C 1E1 | Office Uses | General Office | Fusion Project Management Ltd | 850 W HASTINGS ST Unit 800 Vancouver, BC V6C 1E1 | 2023 | Downtown | {"coordinates":[-123.1123825,49.2865408],"type":"Point"} | 2023-01 | 49.2865408, -123.1123825
BP-2022-05436 | 2022-12-09 | 2023-01-25 | 47 | 60000 | Addition / Alteration | 453 W 12TH AVENUE, Vancouver, BC V5Y 1V4 | Field Review - Addition / Alteration - 7th floor Interior alterations to provide improvements to this existing office space on the 7th floor of this existing Municipally Designated Heritage - A commercial building. Scope of work: stall partition walls to enclose 205 sf of open office area. Electrical work to suit. E2 upgrade - Lighting 8) upgrade to incorporate automatic full off (per 9.4.1.1(g) of ASHRAE 90.1-2016) Energy checklist is currently no longer required with your Building Permit (BP) application. Some supporting documents are still required at BP stage, specifically Envelope and HVAC, if applicable. Service Water Heating and Lighting supporting documents, if applicable, must be submitted with your related trades permits (e.g. electrical and plumbing). All energy upgrades will be checked during inspections stage. It is the applicant's responsibility to identify and note all required upgrades including energy upgrades on their BP drawings at BP stage. | Renovation - Commercial/ Mixed Use - Lower Complexity | Alyssa Myshok DBA: BlueFish Studio | #804-318 Homer Street Vancouver, BC V6B 2V2 | Office Uses | General Office | Scott Special Projects Ltd | 3777 Kingsway Unit 1750 Burnaby, BC V5H 3Z7 | 2023 | Mount Pleasant | {"coordinates":[-123.1139388,49.261317],"type":"Point"} | 2023-01 | 49.261317, -123.1139388
DB-2022-00523 | 2022-02-03 | 2023-01-13 | 344 | 719100 | New Building | 2560 DUNDAS STREET, Vancouver, BC V5K 1P8 | Low Density Housing - New Building - To construct a two-storey two-family dwelling with One secondary suites located in the basement, with a detached accessory building (garage) and an open parking space at the rear providing 3 parking spaces, having vehicular access from the lane. Note: This Building Permit will remain in a suspended status until the associated (green) Demolition Permit BP-2022-01991 is completed. Note: This is a 2 storey building pursuant to the Zoning and Development By-Law 1. A/C units proposed in rear yard 2. Bar sinks proposed in main floor 3. Schedule B: Makhan S. Dhillon, P.Eng (604.537.6271) Structural & Geotechnical 4. HPO: Golden Fortune Construction Ltd. FRONT UNIT #1-2560 Dundas St - One Family Dwelling (north side 1st-3rd floor) #2-2560 Dundas St - Secondary Suite (north side basement) BACK UNIT 2558 Dundas St - One Family Dwelling (south side 1st-3rd floor) Address and suite numbers assigned as per approved plans for Fire and Emergency response. The address numbers are to be posted to the building to be visible from the street and the suite numbers are to be posted at the suite entries in accordance with the Building By-law prior to final inspection. ******THIS PERMIT HAS BEEN ISSUED UNDER THE REQUIREMENTS OF VBBL #12511 (2019)****** Combustible projections or roof soffits on an exposing building face shall not project to less than .45m from the property line and shall be in compliance with VBBL 2019 9.10.15.5.(9) The entire building, to be sprinklered to 2 x NFPA 13D. | New Build - Low Density Housing | DALJIT SHERGILL DBA: Canadian Excavating Ltd | 6335 Ross St Vancouver, BC V5W 3L8 | Dwelling Uses | Duplex w/Secondary Suite | Golden Fortune Development Inc | 1467 E 58TH AV Vancouver, BC V5P 2B9 | 2023 | Hastings-Sunrise | {"coordinates":[-123.0530636,49.2845326],"type":"Point"} | 2023-01 | 49.2845326, -123.0530636
DB-2022-03546 | 2022-07-13 | 2023-01-31 | 202 | 775000 | New Building | 5295 PRINCE ALBERT STREET, Vancouver, BC V5W 3C7 | Low Density Housing - New Building - To construct a 2 storey + basement one-family dwelling ($775,000.00) with a detached accessory building (garage), at the rear providing 2 parking spaces, having vehicular access from the lane. The entire building, INCLUDING THE ATTACHED GARAGE (if applicable), to be sprinklered to NFPA 13D. Note: This is a 2 storey building pursuant to the Zoning and Development By-Law 1-\tNo A/C unit proposed 2-\t8’ bar sink proposed in rec. room Basement 3-\tStructural schedule B: (P.K.L. Fong) P.Eng (604.837.3205) 4-\tGeotechnical schedule B:(P.K.L. Fong) P.Eng (604.837.3205) 5-\tHPO: Headland Construction Corporation "Combustible projections or roof soffits on an exposing building face shall not project to less than .45m from the property line and shall be in compliance with VBBL 2014 9.10.15.5.(9)" ***This permit is issued under the VBBL 2019, with updated energy requirements as per bylaw # 12997 effective Jan 01, 2022.*** | New Build - Low Density Housing | Don Piner DBA: Intarsia Design Ltd. | 7561 Barrymore Drive Delta, BC V4C6X5 | Dwelling Uses | Single Detached House | Headland Construction Corporation | 2415 TRUTCH ST Vancouver, BC V6K 4H3 | 2023 | Kensington-Cedar Cottage | {"coordinates":[-123.0883573,49.2370655],"type":"Point"} | 2023-01 | 49.2370655, -123.0883573
BP-2022-05546 | 2022-12-16 | 2023-01-12 | 27 | 130000 | Addition / Alteration | 1090 W GEORGIA STREET, Vancouver, BC V6E 3V7 | Field Review - Addition / Alteration - #950 - 9th floor Interior alterations only to provide improvements for a new General Office tenant on the 9th floor (#950) in this existing commercial building on this site. Scope of work: remove partition walls/doors to create open work area, construct select partition walls/doors to create storage, closet and entry area, new finishes, electrical and sprinkler work. TENALT: Hapag Lloyd (Canada) Inc.. OK for Field Review processing as per H. Chow, December 16, 2022. Building Sprinklered - Separate sprinkler permit required for proposed sprinkler work. Energy checklist is currently no longer required with your Building Permit (BP) application. Some supporting documents are still required at BP stage, specifically Envelope and HVAC, if applicable. Service Water Heating and Lighting supporting documents, if applicable, must be submitted with your related trades permits (e.g. electrical and plumbing). All energy upgrades will be checked during inspections stage. It is the applicant’s responsibility to identify and note all required upgrades including energy upgrades on their BP drawings at BP stage. | Renovation - Commercial/ Mixed Use - Lower Complexity | Dena Burr DBA: Epic Spaces Inc. | #2000-1500 W. Georgia Street Vancouver, BC V6G 2Z6 | Office Uses | General Office | Epic Spaces Inc | 1021 W HASTINGS ST Unit 900 Vancouver, BC V6E 0C3 | 2023 | West End | {"coordinates":[-123.123272,49.2853723],"type":"Point"} | 2023-01 | 49.2853723, -123.123272
DB-2022-00507 | 2022-02-03 | 2023-01-18 | 349 | 701000 | New Building | 752 E 62ND AVENUE, Vancouver, BC V5X 2G5 | Low Density Housing - New Building - To construct a 2 storey two-family dwelling ($701,000) with a detached accessory building (garage) at the rear providing 2 parking spaces, having vehicular access from the lane. Note: The entire building, INCLUDING THE ATTACHED GARAGE (if applicable), to be sprinklered to 2 x NFPA 13D 1.\tHeat pump proposed in front and rear yard. 2. Bar sink located in basement. 3.\tSchedule B: (K.T. Lam) P.Eng (604.255.7670) Structural & Geotechnical 4.\tHPO: Residential Builder- Besttin Construction Group Inc Note: This is a 2 storey building pursuant to the Zoning and Development By-Law Address Information: Principle Dwelling (North): #1-752 E 62nd Ave Principle Dwelling (South): #2-752 E 62nd Ave Address and suite numbers assigned as per approved plans for Fire and Emergency response. The address number is to be posted on the building to be visible from the street and the suite numbers are to be posted at the suite entries in accordance with the Building By-law prior to final inspection. **THIS PERMIT HAS BEEN ISSUED UNDER THE REQUIREMENTS OF VBBL #12511 (2019)** | New Build - Low Density Housing | johnny wing leung DBA: contractor | 11300 River Rd Suite 220 richmond, BC V6X1Z5 | Dwelling Uses | Duplex | Besttin Construction Group Inc. |  | 2023 | Sunset | {"coordinates":[-123.0894681,49.2136565],"type":"Point"} | 2023-01 | 49.2136565, -123.0894681
BP-2022-05531 | 2022-12-15 | 2023-01-23 | 39 | 0 | Salvage and Abatement | 1153 E 11TH AVENUE, Vancouver, BC V5T 2G4 | Low Density Housing - Salvage and Abatement - Salvage and abatement permit only for DB-2022-05318 and to be completed under the supervision of a qualified professional work. This permit does not authorize demolition, deconstruction or construction work. QP: Kinetic OHS Services Ltd. - Ramin Hamidnejad |  | Sam Sian DBA: Douglas Park Construction Ltd. | 604 East 54th Avenue Vancouver, BC V5X 1L6 | Dwelling Uses | Single Detached House | Bhullar Excavating and Demolition |  | 2023 | Mount Pleasant | {"coordinates":[-123.0802322,49.2608065],"type":"Point"} | 2023-01 | 49.2608065, -123.0802322
DB-2022-04262 | 2022-09-02 | 2023-01-14 | 134 | 15000 | Demolition / Deconstruction | 2537 E 20TH AVENUE, Vancouver, BC V5M 2T5 | Low Density Housing - Demolition / Deconstruction - To demolish the existing one family dwelling building ($15,000) on this site. Demo Declaration – Baghail Bhullar, Bhullar Excavating & Demo. Inc. Tele: 778-891-4556 |  | Carman Kwan DBA: Architectural Collective | 677 East 27th Av Vancouver, BC V5V 2K7 | Dwelling Uses | Single Detached House | Bhullar Excavating and Demolition |  | 2023 | Renfrew-Collingwood | {"coordinates":[-123.0536616,49.2526258],"type":"Point"} | 2023-01 | 49.2526258, -123.0536616
DB-2021-06506 | 2021-12-10 | 2023-01-26 | 412 | 15000 | Demolition / Deconstruction | 3084 E 8TH AVENUE, Vancouver, BC V5M 1X3 | Low Density Housing - Demolition / Deconstruction - To demolish the existing one family dwelling building ($15,000) on this site. 1963 - Demolition – Conventional (Standard) |  | Kanwal Sekhon DBA: 88 Homes LTD. | 8088 13th Ave Burnaby , BC V3N 2G2 | Dwelling Uses | Single Detached House | Bhullar Excavating and Demolition |  | 2023 | Hastings-Sunrise | {"coordinates":[-123.0395597,49.2626799],"type":"Point"} | 2023-01 | 49.2626799, -123.0395597
BP-2022-02045 | 2022-04-19 | 2023-01-23 | 279 | 15000 | Demolition / Deconstruction | 1065 E 56TH AVENUE, Vancouver, BC V5X 1S1 | Low Density Housing - Demolition / Deconstruction - To demolish the existing one family dwelling building ($15,000) on this site by means of deconstruction. Demolition – Pre 1950’s Green Demolition Conditions Apply : 75% Recycling Rate of Building Materials Required This permit is subject to the Green Demolition Bylaw (11023) Note: Demo Declaration by Deconstruction – Bhullar Excavating and Demolition Inc / Baghail Bhullar / 778-891-4556 |  | Parmvir Lehal | 7580 Schaefer Avenue Richmond, BC V6Y2W8 | Dwelling Uses | Single Detached House | Bhullar Excavating and Demolition |  | 2023 | Sunset | {"coordinates":[-123.083956,49.2192638],"type":"Point"} | 2023-01 | 49.2192638, -123.083956
BP-2022-04290 | 2022-09-07 | 2023-01-13 | 128 | 0 | Salvage and Abatement | 2118 E 35TH AVENUE, Vancouver, BC V5P 1B9 | Low Density Housing - Salvage and Abatement - Salvage and Abatement Permit only for Building permit: DB-2022-02601 and to be completed under the supervision of a qualified professional. This permit does not authorize demolition, deconstruction or construction work. QP: Kinetic OHS Services Ltd. / Ramin Hamidnejad Demolition permit: BP-2022-04289 |  | Anpalagan Namasivayam | 2118 East 35th Avenue Vancouver , BC V5P 1B9 | Dwelling Uses | Single Detached House | Bhullar Excavating and Demolition |  | 2023 | Kensington-Cedar Cottage | {"coordinates":[-123.0632868,49.2379171],"type":"Point"} | 2023-01 | 49.2379171, -123.0632868
DB-2022-04622 | 2022-10-04 | 2023-01-23 | 111 | 15000 | Demolition / Deconstruction | 3344 ADANAC STREET, Vancouver, BC V5K 2P3 | Low Density Housing - Demolition / Deconstruction - Demolition – Conventional (Standard) To demolish the existing one family dwelling building ($15,000) on this site. Note: Demo Declaration – MASH CONSTRUCTION/ Amrik S. Butter/ 604-729-7474 |  | AMARJIT LEALH DBA: AJ PACIFIC HOMES LTD. | 3405 MONS DRIVE VANCOUVER, BC V5M 3B5 | Dwelling Uses | Single Detached House | Mash Construction Ltd. |  | 2023 | Hastings-Sunrise | {"coordinates":[-123.0322009,49.2772054],"type":"Point"} | 2023-01 | 49.2772054, -123.0322009
DB-2022-04804 | 2022-10-19 | 2023-01-06 | 79 | 224750 | New Building | 1959 W 43RD AVENUE #3, Vancouver, BC V6M 2C7 | Low Density Housing - New Building - To construct a 2 storey laneway house building ($224,750) with an attached garage and 1 open parking pad, providing a total of 2 parking spaces, having vehicular access from the lane. Note: This is a 1 ½ storey building pursuant to the Zoning & Development By-law 1.\tCovenant registered at the Land Title Office under CA9606108 2.\tNo Strata Titling permitted 3.\tA/C unit proposed 4.\tSchedule B: Antony Wang P.Eng (604.618.6236) Structural & Geotechnical 5. \tHPO: Residential Builder - Hantech Construction Ltd. Address has been assigned per the approved plans as the fire/emergency access to the laneway house is from the West side. This access must be provided & maintained at all times in accordance with the Building By-law. ***This permit is issued under the VBBL 2019, with updated energy requirements as per bylaw # 12997 effective Jan 01, 2022.*** | New Build - Low Density Housing | Qi Li DBA: LQ Design Group Ltd | 2161 LAWSON AVENUE WEST VANCOUVER, BC V7V 2E1 | Dwelling Uses | Laneway House | Hantech Construction Ltd |  | 2023 | Kerrisdale | {"coordinates":[-123.1510296,49.2328934],"type":"Point"} | 2023-01 | 49.2328934, -123.1510296
DB-2022-04696 | 2022-10-11 | 2023-01-23 | 104 | 145000 | New Building | 3593 W 23RD AVENUE #3, Vancouver, BC V6S 1K4 | Low Density Housing - New Building - To construct a 2 storey laneway house building ($145,000) with an attached garage providing 1 parking space + 1 on grade parking space, having vehicular access from the lane. The entire building, INCLUDING THE ATTACHED GARAGE (if applicable), to be sprinklered to NFPA 13D. Note: This is a 1 1/2 storey building pursuant to the Zoning & Development By-law 1- Covenant not required with existing house 2- No Strata Titling permitted 3- Heat pump unit proposed by ent. door/int. upp. lvl 4- Schedule B: Shaozhe Guo, P.Eng (778-926-0525) Structural & Geotechnical 5- HPO: Residential Builder, Everbright Construction Inc. "Combustible projections or roof soffits on an exposing building face shall not project to less than .45m from the property line and shall be in compliance with VBBL 2014 9.10.15.5.(9)" ***This permit is issued under the VBBL 2019, with updated energy requirements as per bylaw # 12997 effective Jan 01, 2022.*** | New Build - Standalone Laneway | David Lin DBA: L-Squared Design Ltd. | 701-3200 Corvette Way Richmond, BC V6X 0T8 | Dwelling Uses | Laneway House | Everbright Construction Inc | 650 W Georgia St Unit 1720 Vancouver, BC V6B 4N8 | 2023 | Dunbar-Southlands | {"coordinates":[-123.1842895,49.252196],"type":"Point"} | 2023-01 | 49.252196, -123.1842895
DB-2022-01078 | 2022-02-28 | 2023-01-20 | 326 | 703525 | New Building | 2111 E 29TH AVENUE, Vancouver, BC V5N 2Z2 | Low Density Housing - New Building - To construct a 2 storey two-family dwelling with 2 Lock Offs located in the Basement/Cellar ($703.525.00) with a detached accessory building (garage) and 1 open parking at the rear providing 2 parking spaces, having vehicular access from the lane. 1.\tCovenant registered at the Land Title Office under CB415164 and CB415165 2.\tEntire building to be 2x sprinklered 13D 3.\tA/C proposed – Exterior components located at front and rear sunken patio, Interior components located in upper bedroom custom closets 4.\tSchedule B: (ALAN PRAHALAD) P.Eng (604.831.1431) Structural 5.\tSchedule B: (ALAN PRAHALAD) P.Eng (604.831.1431) Geotechnical 6.\tHPO: Residential Builder- (Kanech Development Ltd.) Note: This is a 2 storey building pursuant to the Zoning and Development By-Law Address Information: Front Unit #1-2111 E 29th Av - One Family Dwelling (1st - 2nd floor) #2-2111 E 29th AV - Lock Off Unit (basement) Back Unit #1-2109 E 29th Av - One Family Dwelling (1st - 2nd floor) #2-2109 E 29th Av - Lock Off Unit (basement) Address and suite numbers assigned as per approved plans for Fire and Emergency response. The address number is to be posted on the building to be visible from the street and the suite numbers are to be posted at the suite entries in accordance with the Building By-law prior to final inspection. ***This permit is issued under the VBBL 2019, with updated energy requirements as per bylaw # 12997 effective Jan 01, 2022.*** | New Build - Low Density Housing | Kanech Development Ltd. DBA: Builder | 934 East 53rd Ave Vancouver, BC V5X1J6 | Dwelling Uses | Duplex | Kanech Development Ltd | 934 E 53RD AV Vancouver, BC V5X 1J6 | 2023 | Kensington-Cedar Cottage | {"coordinates":[-123.0624711,49.2451643],"type":"Point"} | 2023-01 | 49.2451643, -123.0624711
DB-2022-03209 | 2022-06-20 | 2023-01-09 | 203 | 1277900 | New Building | 3959 W 36TH AVENUE, Vancouver, BC V6N 2S7 | Low Density Housing - New Building - To construct a 2 storey + cellar one-family dwelling ($1,277,900.00) with 3 parking spaces, having vehicular access from the lane. Note: This Building Permit will remain in a suspended status until the associated (green) Demolition Permit BP-2022-03490 is completed. Note: This is a 2 storey building pursuant to the Zoning and Development By-Law 1- No Bar/Sink proposed 2- Heat pump unit proposed in the rear yard 3- Schedule B: Nicholas Schweers, P.Eng. (604-786-7869) Structural & Geotechnical 4-HPO: Residential Builder – Citrine Homes Ltd 5- The entire building, INCLUDING THE ATTACHED GARAGE (if applicable), to be sprinklered to NFPA 13D. Addressing Note: Building 1 #1-3959 W 36th Av - One Family Dwelling (1st - 2nd floor, & basement) Address and suite number assigned as per approved plans for Fire and Emergency response. The address number is to be posted to the building to be visible from the street and the suite number is to be posted at the suite entry in accordance with the Building By-law prior to final inspection. ***This permit has been issued under the VBBL 2019, with updated energy requirements as per bylaw # 12997 effective Jan 01, 2022.*** | New Build - Low Density Housing | Eric Law DBA: Eric Law Architect | #216 - 288 W 8th Avenue Vancouver, BC V5Y 1N5 | Dwelling Uses | Single Detached House | Citrine Homes Ltd | 550 W BROADWAY Unit 503 Vancouver, BC V5Z 0E9 | 2023 | Dunbar-Southlands | {"coordinates":[-123.1926056,49.2398206],"type":"Point"} | 2023-01 | 49.2398206, -123.1926056
BP-2023-00113 | 2023-01-10 | 2023-01-20 | 10 | 30000 | Addition / Alteration | 945 JERVIS STREET, Vancouver, BC V6E 2B8 | Field Review - Addition / Alteration - #404 - 4th floor Interior alterations to provide kitchen and bathroom improvements to the existing dwelling unit on the 4th Floor (#404) in this existing multiple dwelling building. Scope of work: Re and re bathroom finishes and fixtures, deconstruct kitchen wall, re and re finishes and fixtures, fix firestopping where applicable, electrical and plumbing work. Schedule B Architectural, Plumbing & Electrical submitted per John J McCuaig, P. Eng., ph#:604.255.0992 OK to open BP for DTI as per K. Clark January 10, 2023 This is not a Sprinklered Building. DBI to determine on site if structural is required. | Renovation - Residential - Lower Complexity | McCuaig and Associates Engineering Ltd. | 200 - 3999 Henning Drive Burnaby, BC V5C 6P9 | Dwelling Uses | Multiple Dwelling |  |  | 2023 | West End | {"coordinates":[-123.1315076,49.2857716],"type":"Point"} | 2023-01 | 49.2857716, -123.1315076
BP-2022-05333 | 2022-11-29 | 2023-01-24 | 56 | 0 | Salvage and Abatement | 3606 E 22ND AVENUE, Vancouver, BC V5M 2Z7 | Low Density Housing - Salvage and Abatement - Salvage and Abatement Permit only for Building permit: DB-2022-05281 and to be completed under the supervision of a qualified professional. This permit does not authorize demolition, deconstruction or construction work. QP: BCQP Environmental Inc. (Peter R. Van Bakel) |  | brenton kramer DBA: General Contractor | 102 - 4867 Main Street Vancouver, BC V5V 3R9 | Dwelling Uses | Dwelling Unit |  |  | 2023 | Renfrew-Collingwood | {"coordinates":[-123.0260209,49.250354],"type":"Point"} | 2023-01 | 49.250354, -123.0260209
DB-2022-01922 | 2022-04-11 | 2023-01-13 | 277 | 636500 | New Building | 5365 CHAMBERS STREET, Vancouver, BC V5R 3M2 | Low Density Housing - New Building - To construct a two-storey duplex ($636,500), with a detached accessory building (garage) at the rear providing 2 parking spaces, having vehicular access from the lane. Note: This is a 2 storey building pursuant to the Zoning and Development By-Law. 1. A/C units proposed in the rear yard 2. Bar sinks proposed in the basement 3. Schedule B: Yongkang Deng (604.505.6816) Structural & Geotechnical 4. BC Housing Residential Builder – Admiral Operations 5. The entire building to be sprinklered to 2 x NFPA 13D Address and suite numbers assigned as per approved plans for Fire and Emergency response. The address numbers are to be posted on the building and to be visible from the street and the suite numbers are to be posted at the suite entries in accordance with the Building By-law prior to final inspection. ***This permit is issued under the VBBL 2019, with updated energy requirements as per bylaw # 12997 effective Jan 01, 2022.*** | New Build - Low Density Housing | Jack McDonald DBA: Jack McDonald Residential Design | 4382 W 10th Ave Vancouver, BC V6R 2H7 | Dwelling Uses | Duplex | Admiral Operations |  | 2023 | Renfrew-Collingwood | {"coordinates":[-123.0533715,49.2362143],"type":"Point"} | 2023-01 | 49.2362143, -123.0533715
BP-2021-06887 | 2021-12-23 | 2023-01-03 | 376 | 15000 | Demolition / Deconstruction | 2122 E 32ND AVENUE, Vancouver, BC V5N 3B9 | Enquiry Centre - Demolition / Deconstruction - To demolish this existing one family dwelling building on this site by order of the District Building Inspector due to fire and unsafe condition.CF-2021-009775 built 1914, RM-7, not heritage. has not been used for residential rental Letter Order by DBI due to fire and unsafe condition. |  | Amardeep Dhillon DBA: Space Smart Home Design | 1307 East 55th Avenue Vancouver, BC V5X 1P4 | Dwelling Uses | Single Detached House | GNA Contracting Ltd | 815 E 57TH AV Vancouver, BC V5X 1T4 | 2023 | Kensington-Cedar Cottage | {"coordinates":[-123.0621967,49.2412564],"type":"Point"} | 2023-01 | 49.2412564, -123.0621967
BP-2022-00900 | 2022-02-18 | 2023-01-30 | 346 | 0 | Salvage and Abatement | 3106 WINDSOR STREET, Vancouver, BC V5T 4B1 | Low Density Housing - Salvage and Abatement - Salvage and Abatement Permit only for Building permit: DB-2021-06318 and to be completed under the supervision of a qualified professional. This permit does not authorize demolition, deconstruction or construction work. QP: BCQP Environmental Inc. (Peter R. Van Bakel) |  | Perdip Moore | 4388 Still Creek Dr. Unit 206 Burnabby, BC V5C 6C6 | Dwelling Uses | Single Detached House | GNA Contracting Ltd | 815 E 57TH AV Vancouver, BC V5X 1T4 | 2023 | Mount Pleasant | {"coordinates":[-123.0832065,49.2567615],"type":"Point"} | 2023-01 | 49.2567615, -123.0832065
DB-2021-06774 | 2021-12-19 | 2023-01-10 | 387 | 185000 | New Building | 4466 W 5TH AVENUE #3, Vancouver, BC V6R 1S5 | Low Density Housing - New Building - To construct a 2 storey laneway house building ($185,000.00), providing a total of 1 parking space, having vehicular access from the 20' Lane. Note: This is a 1 ½ storey building pursuant to the Zoning & Development By-law. 1.\tCovenant registered at the Land Title Office under CA9778676 2.\tNo Strata Titling permitted 3.\tNo A/C Unit proposed 4.\tSchedule B: (Ke Jian, Ma) P.Eng (604.599.8890) Structural 5.\tSchedule B: (Jian Zhong Jin) P.Eng (604.362.7021) Geotechnical 6.\tHPO: Residential Builder- MCCM Residential Ltd NOTE: To achieve the required FSR. A floor space exclusion of 3% has been applied to this application as per section 11.24.18 of the district schedule, to accommodate improved building performance. Address Information: Principle Dwelling: #1-4466 W 5 Ave Secondary Suite: #2-4466 W 5 Ave Laneway home: #3-4466 W 5 Ave Address has been assigned per the approved plans as the fire/emergency access to the laneway house is from the South side. This access must be provided & maintained at 20' Lane at all times in accordance with the Building By-law. NOTE: Information regarding the principal building on the survey and site plan is for reference only. Any discrepancy between information regarding the principal building on the survey and/or site plan and approved permit drawings for the principal building are neither approved nor authorized under this laneway house permit. *NEW HOUSE* Note: See DB-2021-06773 for Bldg 1 on site (principal bldg) addressed #1-4466 W 5 Ave. **THIS PERMIT HAS BEEN ISSUED UNDER THE REQUIREMENTS OF VBBL #12511 (2019) ** | New Build - Low Density Housing | Helen Han DBA: Joy Design Limited | 1653 Milford ave Coquitlam, BC V3J 2V9 | Dwelling Uses | Laneway House |  |  | 2023 | West Point Grey | {"coordinates":[-123.2080814,49.2678649],"type":"Point"} | 2023-01 | 49.2678649, -123.2080814
BP-2021-05214 | 2021-10-07 | 2023-01-19 | 469 | 1100000 | New Building | 4811 FANNIN AVENUE, Vancouver, BC V6T 1B1 | Low Density Housing - New Building - To construct a 2 storey one-family dwelling with an attached accessory building (garage), providing 2 parking spaces, having vehicular access from front on Fannin Avenue. Note: This is a 2 storey building pursuant to the Zoning and Development By-Law The entire building, INCLUDING THE ATTACHED GARAGE (if applicable), to be sprinklered to NFPA 13D. 1- A/C unit proposed in rear, int. closet main floor 2- No bar sink proposed 3- Schedule A and Schedule B - Architectural: J.B. Wu, P. Eng (604.337.1702) 4- Schedule D-1: Cory Legge, P.L.Eng (604-445-5385) Building Envelope 5- Schedule A: James Wu, Architect (604-337-1702) 6- Schedule B: D.C. Birch, P. Eng. (604-294-6662) Structural 7- Schedule B: K. Karimzadegan, P. Eng. (604.990.0546) Geotechnical 8- HPO: Residential Builder - Comfort Development Ltd. "Combustible projections or roof soffits on an exposing building face shall not project to less than .45m from the property line and shall be in compliance with VBBL 2014 9.10.15.5.(9)." ******THIS PERMIT IS ISSUED UNDER THE REQUIREMENTS OF VBBL 2019. | New Build - Low Density Housing | James Wu DBA: CoDesign Architecture Inc. | 10 – 120 Powell Street Vancouver, BC V6A 1G1 | Dwelling Uses | Single Detached House | Comfort Development Ltd | 12840 Bathgate Way Unit 9 Richmond, BC V6V 1Z4 | 2023 | West Point Grey | {"coordinates":[-123.2205835,49.2745104],"type":"Point"} | 2023-01 | 49.2745104, -123.2205835
DB-2021-06920 | 2021-12-23 | 2023-01-20 | 393 | 623227.5 | New Building | 2765 VENABLES STREET, Vancouver, BC V5K 2R5 | Low Density Housing - New Building - To construct a two-storey two-family dwelling, with a detached accessory building (garage) at the rear providing 2 parking spaces, having vehicular access from the lane. Note: This Building Permit will remain in a suspended status until the associated (green) Demolition Permit BP-2022-01773 is completed. Note: This is a 2 storey building pursuant to the Zoning and Development By-Law 1. A/C units proposed in rear & front yards 2. Bar sinks proposed in main floor 3. Schedule B: Antony Wang (604-618-6236) Structural & Geotechnical 4. HPO: Dhinsa Ventures Corp. FRONT UNIT 2765 Venables St - One Family Dwelling (south side 1st-3rd floor) BACK UNIT 2766 Venables St - One Family Dwelling (north side 1st-3rd floor) Address numbers assigned as per approved plans for Fire and Emergency response. The address numbers are to be posted to the building to be visible from the street and in accordance with the Building By-law prior to final inspection. Combustible projections or roof soffits on an exposing building face shall not project to less than .45m from the property line and shall be in compliance with VBBL 2019 9.10.15.5.(9) The entire building, to be sprinklered to 2 x NFPA 13D. ******THIS PERMIT HAS BEEN ISSUED UNDER THE REQUIREMENTS OF VBBL #12511 (2019)****** | New Build - Low Density Housing | Vincent Wan DBA: D.V. Design Ltd. | 4038 Toronto Street Port Coquitlam, BC V3B6X8 | Dwelling Uses | Duplex | Dhinsa Ventures Corp |  | 2023 | Hastings-Sunrise | {"coordinates":[-123.0477241,49.2768654],"type":"Point"} | 2023-01 | 49.2768654, -123.0477241
DB-2022-02966 | 2022-06-07 | 2023-01-25 | 232 | 15000 | Demolition / Deconstruction | 3675 W 24TH AVENUE, Vancouver, BC V6S 1L7 | Low Density Housing - Demolition / Deconstruction - To demolish the existing one family dwelling building ($15,000) on this site. |  | Vincent Wan DBA: D.V. Design Ltd. | 4038 Toronto Street Port Coquitlam, BC V3B6X8 | Dwelling Uses | Single Detached House | Apolla Demolition & Excavating Ltd. |  | 2023 | Dunbar-Southlands | {"coordinates":[-123.1864168,49.2513147],"type":"Point"} | 2023-01 | 49.2513147, -123.1864168
DB-2022-03126 | 2022-06-15 | 2023-01-11 | 210 | 50000 | Addition / Alteration | 4599 W 15TH AVENUE, Vancouver, BC V6R 3B3 | Enquiry Centre - Addition / Alteration - To construct a detached 22' x 23'5" accessory building (garage) at the rear of this existing one family dwelling with secondary suite on an inside corner lane lot providing 2 parking space having vehicular access from the lane. Structural Schedule B - Antony Wang - 604-618-6236 OK for SIPS as per J.Zhang 3' side yard setback granted due to tree protection per D.Jung Notes: 1. Rock pit to the satisfaction of the District Building Inspector 2. The attic space (of accessory building) is not to be developed and/or used as habitable space at any time | Renovation - Residential - Lower Complexity | Anthony Wan DBA: VIX Construction Design Corp. | 3170-8888 Odlin Crescent Richmond, BC V6X 3Z8 | Dwelling Uses | Single Detached House |  |  | 2023 | West Point Grey | {"coordinates":[-123.2120545,49.2595912],"type":"Point"} | 2023-01 | 49.2595912, -123.2120545
BP-2022-04303 | 2022-09-08 | 2023-01-27 | 141 | 0 | Salvage and Abatement | 3119 CHARLES STREET, Vancouver, BC V5K 3B7 | Low Density Housing - Salvage and Abatement - Salvage and abatement permit only for DB-2022-02159 and to be completed under the supervision of a registered professional. This permit does not authorize demolition, deconstruction or construction work. QP: Steve Sokalski of Xcel Safety Systems Ltd. Office: 604-312-7302 Email: steve.sokalski@xcelsafety.com |  | Brar Empire Homes Ltd. | 1244 grand boulevard east north vancouver, BC V7L3X4 | Dwelling Uses | Single Detached House |  |  | 2023 | Hastings-Sunrise | {"coordinates":[-123.0383857,49.273538],"type":"Point"} | 2023-01 | 49.273538, -123.0383857
BP-2022-04738 | 2022-10-14 | 2023-01-30 | 108 | 1011250 | Addition / Alteration | 1988 KOOTENAY STREET, Vancouver, BC V5M 4Y3 | High Density Housing / Commercial - Addition / Alteration - Provide interior alterations and to change the use of 3623 E 4th Av from Wholesaling Class-A (F2) to Animal Clinic (D), creating one large single tenant space for the existing animal clinic (Canada West Veterinary) at 1988 Kootenay St, in this existing commercial building on this site. To be reviewed under the 2019 VBBL. |  | Denise Stapleton DBA: Puddle + Pine Projects | #210-1281 Johnston Road White Rock, BC V4B 3Y9 | Service Uses | Animal Clinic |  |  | 2023 | Hastings-Sunrise | {"coordinates":[-123.0251732,49.2670043],"type":"Point"} | 2023-01 | 49.2670043, -123.0251732
BP-2022-04614 | 2022-10-03 | 2023-01-25 | 114 | 0 | Addition / Alteration | 3045 E 56TH AVENUE, Vancouver, BC | High Density Housing / Commercial - Addition / Alteration - Building 13 To alter the exterior of this existing multiple dwelling building to repair guardrails, balconies, and decks, including replacement of siding in select areas. All cladding and guard rail materials, style and colour to match existing. Scope: Balcony repairs guardrail, guard-wall and siding replacement Balcony deck repair Balcony waterproofing and soffit replacement gutters, downspouts, flashings and accessories replacement Building Review Notes: 1. This permit has been reviewed under the requirement of VBBL #12511 (2019) 2. Contractor shall have a valid business license. |  | Sammy Kwan DBA: IRC Building Sciences Group | 250-21900 Westminster Hwy Richmond, BC V6V 0A8 | Dwelling Uses | Multiple Dwelling |  |  | 2023 | Killarney | {"coordinates":[-123.0428395,49.2182301],"type":"Point"} | 2023-01 | 49.2182301, -123.0428395
BP-2022-04615 | 2022-10-03 | 2023-01-25 | 114 | 0 | Addition / Alteration | 3035 E 56TH AVENUE, Vancouver, BC | High Density Housing / Commercial - Addition / Alteration - Building 14 To alter the exterior of this existing multiple dwelling building to repair guardrails, balconies, and decks, including replacement of siding in select areas. All cladding and guard rail materials, style and colour to match existing. Scope: Balcony repairs guardrail, guard-wall and siding replacement Balcony deck repair Balcony waterproofing and soffit replacement gutters, downspouts, flashings and accessories replacement Building Review Notes: 1. This permit has been reviewed under the requirement of VBBL #12511 (2019) 2. Contractor shall have a valid business license. |  | Sammy Kwan DBA: IRC Building Sciences Group | 250-21900 Westminster Hwy Richmond, BC V6V 0A8 | Dwelling Uses | Multiple Dwelling |  |  | 2023 | Killarney | {"coordinates":[-123.043046,49.2182371],"type":"Point"} | 2023-01 | 49.2182371, -123.043046
BP-2022-04616 | 2022-10-03 | 2023-01-25 | 114 | 0 | Addition / Alteration | 3050 E 54TH AVENUE, Vancouver, BC | High Density Housing / Commercial - Addition / Alteration - Building 15 To alter the exterior of this existing multiple dwelling building to repair guardrails, balconies, and decks, including replacement of siding in select areas. All cladding and guard rail materials, style and colour to match existing. Scope: Balcony repairs guardrail, guard-wall and siding replacement Balcony deck repair Balcony waterproofing and soffit replacement gutters, downspouts, flashings and accessories replacement Building Review Notes: 1. This permit has been reviewed under the requirement of VBBL #12511 (2019) 2. Contractor shall have a valid business license. |  | Sammy Kwan DBA: IRC Building Sciences Group | 250-21900 Westminster Hwy Richmond, BC V6V 0A8 | Dwelling Uses | Multiple Dwelling |  |  | 2023 | Killarney | {"coordinates":[-123.0425902,49.2201465],"type":"Point"} | 2023-01 | 49.2201465, -123.0425902
BP-2023-00075 | 2023-01-06 | 2023-01-20 | 14 | 15000 | Addition / Alteration | 4075 VALLEY DRIVE, Vancouver, BC V6L 2K7 | Field Review - Addition / Alteration - To repair the damages to the existing garage caused by a vehicle impact on the northwest corner of this two car garage with access from the lane. Scope of work includes: 1) Remove and replace damaged asphalt roofing membrane. 2) Repair/replace stucco, wood studs, wall and roofing sheathing, soffits, facia boards, and gutter. Ok for field review per M. Meier - Jan 6/23 Schedule B, Structural, Adam Samuel Densmore, P. Eng, 778-791-7456. | Renovation - Residential - Lower Complexity | Leo Lou DBA: ibii Construction Inc. | 3155-21331 Gordon Way Richmond, BC V6W 1J9 | Dwelling Uses | Single Detached House |  |  | 2023 | Arbutus-Ridge | {"coordinates":[-123.1597421,49.2500303],"type":"Point"} | 2023-01 | 49.2500303, -123.1597421
BP-2022-05340 | 2022-11-30 | 2023-01-13 | 44 | 13000 | Addition / Alteration | 1106 PACIFIC STREET, Vancouver, BC V6E 1T4 | Field Review - Addition / Alteration - #301 Interior alterations to provide residential improvements to the bathroom and closet adjacent to the bathroom at unit #301 on the 3rd floor of this existing multiple dwelling building. Scope of work includes Replace existing shower stall to tub and wall tiles. Replace Floor tiles, vanity, toilet and Electrical work. E2 - Lighting - Install energy efficient lighting fixtures (single occupied space area) OK to process as field Review as per Nehzat J. November 24, 2022 | Renovation - Residential - Lower Complexity | Gavin Bizzarri DBA: Bizzarri Construction | 878 Westview Crescent North Vancouver, BC V7N3Y2 | Dwelling Uses | Multiple Dwelling |  |  | 2023 | West End | {"coordinates":[-123.1350864,49.2783457],"type":"Point"} | 2023-01 | 49.2783457, -123.1350864
DB-2022-03798 | 2022-07-29 | 2023-01-13 | 168 | 703850 | New Building | 2480 E 7TH AVENUE, Vancouver, BC V5M 1T1 | Low Density Housing - New Building - To construct a 2-storey duplex with a secondary suite and detached accessory building (garage) at the rear providing 2 parking spaces, and a surface parking having vehicular access from the lane. The entire building to be sprinklered to 2x NFPA 13D. NOTE: To achieve the required FSR a floor space exclusion of 2% has been applied to this application as per section 10.15.1 of the district schedule, to accommodate improved building performance. Note: This is a 2 storey building pursuant to the Zoning and Development By-Law ******THIS PERMIT HAS BEEN ISSUED UNDER THE REQUIREMENTS OF VBBL 2019****** This permit is issued under the VBBL 2019, with updated energy requirements as per bylaw # 12997 effective Jan 01, 2022. 1.\tCovenant registered at the Land Title Office under CB224697 2.\tNo strata titling permitted for secondary suites 1.\tA/C units proposed in front and rear yard 2.\tNo bar sink proposed 3.\tSchedule B Yatendra Kumar Sharma P.Eng (778-863-7076) Structural and Geotechnical 4.\tBC Housing Lui Developments Ltd. All rooms adjacent to East and West exposing building face shall be sprinklered. "Combustible projections or roof soffits on an exposing building face shall not project to less than .45m from the property line and shall be in compliance with VBBL 2019 9.10.15.5.(9)" Assigned Addressing: FRONT UNIT 2480 E 7th Av - One Family Dwelling (north side 1st-2nd floor) BACK UNIT #1-2478 E 7th Av - One Family Dwelling (south side 1st-2nd floor) #2-2478 E 7th Av - Secondary Suite (south side basement) | New Build - Low Density Housing | Khang Nguyen DBA: Architrix Design Studio | 289 Alexander Street # 216 Vancouver, BC V6A4H6 | Dwelling Uses | Duplex w/Secondary Suite | Lui Developments Ltd |  | 2023 | Hastings-Sunrise | {"coordinates":[-123.0550517,49.2636172],"type":"Point"} | 2023-01 | 49.2636172, -123.0550517
DB-2022-03665 | 2022-07-20 | 2023-01-13 | 177 | 15000 | Demolition / Deconstruction | 5365 CHAMBERS STREET, Vancouver, BC V5R 3M2 | Low Density Housing - Demolition / Deconstruction - To demolish the existing one family dwelling building ($15,000) on this site. Demo Declaration – Van-City Excavating Ltd. (604-782-7406) |  | Jack McDonald DBA: Jack McDonald Residential Design | 4382 W 10th Ave Vancouver, BC V6R 2H7 | Dwelling Uses | Single Detached House | Van-City Excavating Ltd |  | 2023 | Renfrew-Collingwood | {"coordinates":[-123.0533715,49.2362143],"type":"Point"} | 2023-01 | 49.2362143, -123.0533715
DB-2022-03133 | 2022-06-15 | 2023-01-11 | 210 | 15000 | Demolition / Deconstruction | 4740 REID STREET, Vancouver, BC V5R 3Y8 | Low Density Housing - Demolition / Deconstruction - To demolish the existing one family dwelling building ($15,000) on this site. Demo Declaration – Metro Contracting Ltd (604)-729-1435 |  | Belinda Liu | 5610 Georgia street Burnaby, BC V5B1V6 | Dwelling Uses | Single Detached House | Metro Contracting Ltd |  | 2023 | Renfrew-Collingwood | {"coordinates":[-123.0372359,49.2422761],"type":"Point"} | 2023-01 | 49.2422761, -123.0372359
BP-2022-04587 | 2022-09-29 | 2023-01-03 | 96 | 0 | Salvage and Abatement | 2061 W 58TH AVENUE, Vancouver, BC V6P 1X3 | Low Density Housing - Salvage and Abatement - Salvage and abatement permit only for DB-2022-04061 and to be completed under the supervision of Qualified Professional. This permit does not authorize demolition, deconstruction or construction work. QP: Jereld Salazar of EMTEC Environmental, Health & Safety Consulting Inc. ***This permit is issued under the VBBL 2019, with updated energy requirements as per bylaw # 12997 effective Jan 01, 2022.*** |  | Jerry Liu DBA: BLA Design Group | 101-6889 Laurel St vancouver, BC V6P3V9 | Dwelling Uses | Single Detached House | Trust Excavation & Demolition Ltd |  | 2023 | Kerrisdale | {"coordinates":[-123.1537631,49.2189856],"type":"Point"} | 2023-01 | 49.2189856, -123.1537631
BP-2023-00189 | 2023-01-13 | 2023-01-18 | 5 | 0 | Salvage and Abatement | 2399 W 34TH AVENUE, Vancouver, BC V6M 1G8 | Low Density Housing - Salvage and Abatement - Salvage and Abatement Permit only for Building permit: BP-2022-05223 and to be completed under the supervision of a qualified professional. This permit does not authorize demolition, deconstruction or construction work. Deconstruction permit: BP-2023-00188 Qualified Professional: Jereld Salazar (Emtec Environmental, health and safety consulting) 604-369-7062 |  | Marina Lok DBA: MJS Design Ltd | 3788 W34th Av Vancouver, BC V6G1J5 | Dwelling Uses | Single Detached House | Trust Excavation & Demolition Ltd |  | 2023 | Arbutus-Ridge | {"coordinates":[-123.1609613,49.2415503],"type":"Point"} | 2023-01 | 49.2415503, -123.1609613
BP-2022-03426 | 2022-07-05 | 2023-01-19 | 198 | 800000 | Addition / Alteration | 536 E 11TH AVENUE, Vancouver, BC V5T 2C9 | High Density Housing / Commercial - Addition / Alteration - Interior and exterior alterations, addition to and convert this existing One Family Dwelling to a two-storey multiple dwelling, containing 2 dwelling units, and to stratify the lot. ******Reviewed under the provisions of VBBL 2019******** Refer to DP-2021-00757 for development permit Refer to BP-2022-03427 for Infill permit Notes: Building to be sprinklered to NFPA 13R |  | Aryo Falakrou DBA: MyHomeDesigner.com Ltd | MY HOME DESIGN LTD 200-100 Park Royal West Vancovuer, BC V7T 1A2 | Dwelling Uses | Multiple Conversion Dwelling |  |  | 2023 | Mount Pleasant | {"coordinates":[-123.0921273,49.2603891],"type":"Point"} | 2023-01 | 49.2603891, -123.0921273
BP-2022-03509 | 2022-07-12 | 2023-01-25 | 197 | 15000 | Demolition / Deconstruction | 3220 SLOCAN STREET, Vancouver, BC V5M 3E3 | Low Density Housing - Demolition / Deconstruction - To demolish the existing one family dwelling building ($15,000) on this site by means of deconstruction. Demo Declaration – Kingsman Excavating Ltd (604) 354-9049 This permit is subject to the Green Demolition Bylaw (11023) Pre-1950: Green Demolition Conditions Apply 75% Recycling Rate of Building Materials Required ***This permit is issued under the VBBL 2019, with updated energy requirements as per bylaw # 12997 effective Jan 01, 2022.*** |  | Thomas Fairbrother DBA: Fairbrother Homes Ltd | 6341 Sophia St Vancouver, BC V5W2W7 | Dwelling Uses | Single Detached House | Kingsman Excavating Ltd. | Unit 1104, 7360 137 ST 15559 59 Ave Surrey, BC V3S4N8 | 2023 | Renfrew-Collingwood | {"coordinates":[-123.0492761,49.2550642],"type":"Point"} | 2023-01 | 49.2550642, -123.0492761
BP-2022-04458 | 2022-09-21 | 2023-01-11 | 112 | 15000 | Demolition / Deconstruction | 3905 WINDERMERE STREET, Vancouver, BC V5R 2G5 | Low Density Housing - Demolition / Deconstruction - Decon 75%To demolish the existing one family dwelling building ($15,000) on this site by means of deconstruction. Demo Declaration – Kingsman Excavating Ltd. (604)-354-9049 This permit is subject to the Green Demolition Bylaw (11023) Pre-1950: Green Demolition Conditions Apply 75% Recycling Rate of Building Materials Required |  | Maggie su | 3193 East 23rd Ave. Vancouver, BC V5R1B4 | Dwelling Uses | Single Detached House | Kingsman Excavating Ltd. | Unit 1104, 7360 137 ST 15559 59 Ave Surrey, BC V3S4N8 | 2023 | Renfrew-Collingwood | {"coordinates":[-123.0368972,49.2495183],"type":"Point"} | 2023-01 | 49.2495183, -123.0368972
BP-2023-00318 | 2023-01-20 | 2023-01-30 | 10 | 0 | Salvage and Abatement | 2936 W 12TH AVENUE, Vancouver, BC V6K 2R3 | Low Density Housing - Salvage and Abatement - Salvage and Abatement Permit only for Building permit: DB-2022-05607 and to be completed under the supervision of a qualified professional. This permit does not authorize demolition, deconstruction or construction work. Deconstruction Permit: BP-2023-00317 QP: Tarlochan (Terry) Sunar (MCA Environmental Consulting Inc.) 604-805-1344 |  | Khang Nguyen DBA: Architrix Design Studio | 289 Alexander Street # 216 Vancouver, BC V6A4H6 | Dwelling Uses | Single Detached House | Kingsman Excavating Ltd. | Unit 1104, 7360 137 ST 15559 59 Ave Surrey, BC V3S4N8 | 2023 | Kitsilano | {"coordinates":[-123.1709704,49.261161],"type":"Point"} | 2023-01 | 49.261161, -123.1709704
BP-2022-05414 | 2022-12-07 | 2023-01-17 | 41 | 0 | Salvage and Abatement | 1174 E 26TH AVENUE, Vancouver, BC V5V 2J7 | Enquiry Centre - Salvage and Abatement - This permit is for salvage and abatement work only; to be completed under the supervision of a Qualified Professional. Related Demo permit DB-2022-05394 QP: Peter R. Van Bakel - British Columbia Qualified Professionals |  | Carman Kwan DBA: Architectural Collective | 677 East 27th Av Vancouver, BC V5V 2K7 | Dwelling Uses | Single Detached House | Kingsman Excavating Ltd. | Unit 1104, 7360 137 ST 15559 59 Ave Surrey, BC V3S4N8 | 2023 | Kensington-Cedar Cottage | {"coordinates":[-123.0807153,49.2474522],"type":"Point"} | 2023-01 | 49.2474522, -123.0807153
BP-2022-02251 | 2022-04-29 | 2023-01-31 | 277 | 2200000 | Addition / Alteration | 988 EXPO BOULEVARD, Vancouver, BC V6Z 0G2 | Certified Professional Program - Addition / Alteration - Interior alterations for this first tenant improvement within the existing restaurant shell space on Level 1 of this high rise mixed use building for a restaurant with 13 commercial kitchens that will be leased out to local restauranteurs for creating take out orders (similar to a food court). There are 17 dining seats inside and 40 seats proposed on the outside patio (patio to be applied for under separate permits). To be reviewed under the 2019 VBBL. Stage 1 - full construction - Accepted Jan.31/23 |  | Barry Thorson DBA: Certified Professional | 769 Roslyn Blvd North Vancouver, BC V7G 1P4 | Service Uses | Restaurant - Class 1 | Centreville Construction Ltd | 1095 W Pender St Unit 900 Vancouver, BC V6E 2M6 | 2023 | Downtown | {"coordinates":[-123.1157626,49.2749571],"type":"Point"} | 2023-01 | 49.2749571, -123.1157626
DB-2022-04666 | 2022-10-06 | 2023-01-06 | 92 | 86000 | Addition / Alteration | 788 BEATTY STREET, Vancouver, BC V6B 2M1 | Field Review - Addition / Alteration - Exterior alterations to repair the facade for safety at this existing commercial building on this site. Schedule A and Architectural Schedule B, Glen Stokes, Architect AIBC, ph#:604.633.1830 Structural Schedule B, John Zickmantel, P.Eng., ph#: 604.685.9533 OK for DTI per A. Cashato October 6, 2022 | Renovation - Commercial/ Mixed Use - Lower Complexity | Glen Stokes DBA: Carscadden Stokes McDonald Architects Inc | 310 - 1930 Pandora Street Vancouver, BC V5L 0C7 | Office Uses | General Office |  |  | 2023 | Downtown | {"coordinates":[-123.1134352,49.2775798],"type":"Point"} | 2023-01 | 49.2775798, -123.1134352
BP-2021-05442 | 2021-10-19 | 2023-01-18 | 456 | 65000 | Addition / Alteration | 910 W 10TH AVENUE, Vancouver, BC V5Z 1M9 | High Density Housing / Commercial - Addition / Alteration - Elevator Modernization Interior alterations for an elevator upgrade to elevator 2, 3 & 4 to meet the requirements of B44-CSA in this existing 4-storey hospital building. Scope of works include: - installation of new addressable smoke detectors to initiate emergency recall of the elevators upon actuation in accordance with VBBL Bulletin 2018-004-BU/EL and B44-16. - replace existing elevator fused disconnect switches, existing receptacles in elevator machine room and elevator pit to GFCI type receptacles. - install new exit signs. ******THIS PERMIT HAS BEEN REVIEWED AND ISSUED UNDER THE REQUIREMENTS OF VBBL 2019 ******** Building Review Branch Notes: - Arch. B & Elec. B submitted by S. Mollaei Miyandoab, P. Eng. - Automatic emergency recall (main - ground floor, alternate - level 1) |  | Sonia Mollaei DBA: AES Engineering Ltd | 1330 Granville Vancouver, BC V6Z1M7 | Institutional Uses | Hospital |  |  | 2023 | Fairview | {"coordinates":[-123.1236005,49.2614669],"type":"Point"} | 2023-01 | 49.2614669, -123.1236005
DB-2021-04288 | 2021-08-11 | 2023-01-18 | 525 | 75000 | Addition / Alteration | 2383 W KING EDWARD AVENUE, Vancouver, BC V6L 1T3 | Field Review - Addition / Alteration - Exterior alterations to reconfigure the rear patio (max.1'-11" above the finished grade), replace the railings on the roof deck on the 2nd floor and remove the unauthorized sunroom on the rear of this existing one family dwelling on this site. OK for field review per Jamie Zhang, Aug.11/21 Exempt from energy upgrades - REUP Exemption submitted This property is located in a peat area - a geotechnical Schedule B may be required - District Building Inspector to determine. | Renovation - Residential - Lower Complexity | Kenneth Kim DBA: Kenneth Kim Architecture Inc. | 211-2223 West Broadway Vancouver, BC V6K2E4 | Dwelling Uses | Single Detached House |  |  | 2023 | Arbutus-Ridge | {"coordinates":[-123.1592951,49.2501536],"type":"Point"} | 2023-01 | 49.2501536, -123.1592951
BP-2022-04529 | 2022-09-26 | 2023-01-05 | 101 | 75000 | Addition / Alteration | 1773 ROBSON STREET, Vancouver, BC | High Density Housing / Commercial - Addition / Alteration - Minor Renovation Exterior & Interior Alterations of the existing Restaurant Class 1 on the 2nd storey (street level floor) of this existing 3-storey commercial/residential building on this site for a new restaurant tenant. Scope of the work includes installing a security gate on the exterior deck at the rear of the building. Notes: 1. The awning will be removed 2. Separate permit is required for the exterior patio seating 3. Class-1 cooking operation 4. Permit is reviewed for conformance to VBBL 2019 5. Total occupant load is 22 person (8 inside seat, 10 exterior patio, and 4 staff) |  | Kenneth Kim DBA: Kenneth Kim Architecture Inc. | 211-2223 West Broadway Vancouver, BC V6K2E4 | Service Uses | Restaurant - Class 1 |  |  | 2023 | West End | {"coordinates":[-123.1350197,49.2912339],"type":"Point"} | 2023-01 | 49.2912339, -123.1350197
DB-2022-02849 | 2022-06-01 | 2023-01-18 | 231 | 100000 | Addition / Alteration | 3151 DUNBAR STREET, Vancouver, BC V6R 3P1 | Field Review - Addition / Alteration - Interior alterations to provide improvements and to change the use from retail shell to animal clinic (D) in this mixed-use building on this site. OK for field review as per Nehzat J. May 30, 2022. Sch A & Sch B (Arch): Stefan Wiedemann, Wiedemann Architectural Design Sch B (Arch + Mech + Elect): Henry S.N. Hsu, 20679, 604-322-7158, Formosa Engineering Inc. Sch B (Mech + Plumb): Hassan Hammoud, 33587, NDY Management Canada Inc. | Renovation - Commercial/ Mixed Use - Lower Complexity | Shirley Zhang DBA: Wiedemann Architectural Design | 4382 w 10th ave. vancouver, BC V6R2H7 | Service Uses | Animal Clinic | Woodbine Builders Ltd | 108 E 51ST AV Vancouver, BC V5X 1C3 | 2023 | West Point Grey | {"coordinates":[-123.1841025,49.2583972],"type":"Point"} | 2023-01 | 49.2583972, -123.1841025
BP-2022-04416 | 2022-09-15 | 2023-01-09 | 116 | 0 | Salvage and Abatement | 3030 E 28TH AVENUE, Vancouver, BC V5R 1S5 | Low Density Housing - Salvage and Abatement - Salvage and Abatement Permit only for Building permit: DB-2022-04201 and to be completed under the supervision of a qualified professional. This permit does not authorize demolition, deconstruction or construction work. Demolition Permit: DB-2022-04415 Qualified Professional: Peter R. Van Bakel (BCQP Environmental Inc) 604-780-5683 |  | Diana Kwan DBA: Inspired Design | 221-9061 Horne Street Burnaby , BC V3N4L2 | Dwelling Uses | Single Detached House | AKAL DEMOLITION & EXCAVATING LTD |  | 2023 | Renfrew-Collingwood | {"coordinates":[-123.0407183,49.2451642],"type":"Point"} | 2023-01 | 49.2451642, -123.0407183
BP-2022-01441 | 2022-03-21 | 2023-01-10 | 295 | 0 | New Building | 8303 FRENCH STREET, Vancouver, BC V6P 4W3 | High Density Housing / Commercial - New Building - To construct a 3-storey multiple dwelling building (Building 1) containing 5 dwelling units. Refer to BP-2020-01185 for site work, below grade facilities and common underground parking. This is a CP Process Permit and the applicant is Michael Meszaros, P. Eng., CP. ******THIS PERMIT HAS BEEN REVIEWED UNDER THE REQUIREMENTS OF VBBL 2019******** STAGED CONSTRUCTION Stage 1: Excavation & Shoring. (May 19/21, B. Smith) Stage 2: Foundation to Grade. (Jul 20/22, A. Min) Stage 3: Full Construction (Jan 10/23, A.Min) |  | Michael Meszaros DBA: Pioneer Code Consultants Ltd. | 1933 W Broadway Vancouver, BC V6J 1Z3 | Dwelling Uses | Multiple Dwelling | Vanwell Homes Ltd | 1777 E 47TH AV Vancouver, BC V5P 1P9 | 2023 | Marpole | {"coordinates":[-123.1391945,49.2107236],"type":"Point"} | 2023-01 | 49.2107236, -123.1391945
BP-2022-05472 | 2022-12-13 | 2023-01-25 | 43 | 65000 | Addition / Alteration | 900 HOWE STREET, Vancouver, BC V6Z 2M4 | Field Review - Addition / Alteration - #750 - 7th floor Interior alterations to provide improvements to the Reception Area for this existing General Office tenant on the 7th floor (#750) in this existing commercial building. Scope of work: remove closet walls, tile floor, door entry and reception desk, add new safety glass doors to match existing common hallway doors, new paint, tile flooring, new desk and electrical work. TENANT: NST Properties Ltd. OK for Field Review processing as per H. Chow, December 13, 2022. E2 - Lighting - Upgrade to incorporate Automatic Partial OFF (per 9.4.1.1.(g) of ASHRAE 90.1-2016) Energy checklist is currently no longer required with your Building Permit (BP) application. Some supporting documents are still required at BP stage, specifically Envelope and HVAC, if applicable. Service Water Heating and Lighting supporting documents, if applicable, must be submitted with your related trades permits (e.g. electrical and plumbing). All energy upgrades will be checked during inspections stage. It is the applicant's responsibility to identify and note all required upgrades including energy upgrades on their BP drawings at BP stage. | Renovation - Commercial/ Mixed Use - Lower Complexity | Robby Pabla DBA: RSP Construction Group Ltd. | 4112 Heather Street Vancouver, BC V5Z0B5 | Office Uses | General Office | RSP Construction Group Ltd | 4112 HEATHER ST Vancouver, BC V5Z 0B5 | 2023 | Downtown | {"coordinates":[-123.1226431,49.2804467],"type":"Point"} | 2023-01 | 49.2804467, -123.1226431
DB-2022-03219 | 2022-06-21 | 2023-01-24 | 217 | 80000 | Addition / Alteration | 816 W 7TH AVENUE, Vancouver, BC V5Z 1C1 | High Density Housing / Commercial - Addition / Alteration - PHASE 2: EAST ELEVATIONS ONLY. SEE DB-2022-03927 FOR WORK RELATED TO THE NORTH,SOUTH AND WEST BUILDING FACES. Exterior alterations to repair the building envelope at the existing 3-storey multiple dwelling building over one level of partial underground parking on this site. Scope of work includes replacement of original face-sealed stucco cladding with rain-screened stucco cladding at east elevation only. Okay for DB as per M. Alborg on June 6, 2022 Building envelope and environmental separation as per Part 5 design: Schedule A, Schedule B (Architectural), Schedule D, Samer Daibess, P.Eng. (604.805.6785) provided for this project. Building Review Branch Notes: 1. This permit has been reviewed under the requirements of the VBBL #12511 (2019) 2. The owner is required, upon completion of construction, to deliver to the City (as Grantor) an as-built survey plan confirming that all of the encroaching portions of the wall are contained within the easement area. 3.Easement and licensing agreement for east building face on file for encroachment over City owned land. 4. PHASE 2 of building envelope repairs. East building face only. See DB-2022-03227 for work related to the North, South and West building faces. |  | Nikki Ulpindo | 4288 Lozells Avenue Ste 213 Burnaby, BC V5A 0C7 | Dwelling Uses | Multiple Dwelling | PR Pomeroy Restoration & Construction Ltd | 2075 Brigantine Dr Unit 18 Coquitlam, BC V3K 7B8 | 2023 | Fairview | {"coordinates":[-123.1223605,49.2648476],"type":"Point"} | 2023-01 | 49.2648476, -123.1223605
DB-2022-04023 | 2022-08-15 | 2023-01-16 | 154 | 187450 | New Building | 2062 E 40TH AVENUE #3, Vancouver, BC V5P 1J3 | Low Density Housing - New Building - To construct a 2 storey laneway house building ($187,450) with 1 open parking pad, providing a total of 1 parking spaces, having vehicular access from the 20' Lane. Note: This is a 1 ½ storey building pursuant to the Zoning & Development By-law. 1.\tCovenant not required with existing house 2.\tNo Strata Titling permitted 3.\tEntire building to be sprinklered 13D 4.\tHeat Pump proposed – Exterior component located in rear yard, Interior component located in stair storage 5.\tSchedule B: (SHAOZHE GUO) P.Eng (778.926.0525) Structural 6.\tSchedule B: (SHAOZHE GUO) P.Eng (778.926.0525) Geotechnical 7.\tHPO: Residential Builder- PD Moore Homes Inc NOTE: To achieve the required FSR. A floor space exclusion of 3% has been applied to this application as per section 11.24.18 of the district schedule, to accommodate improved building performance. Address Information: Principle Dwelling: #1-2062 E 40th Av Laneway home: #3-2062 E 40th Av Address and suite number assigned as per approved plans for Fire and Emergency response. The address number is to be posted to the building to be visible from the street and the suite number is to be posted at the suite entry in accordance with the Building By-law prior to final inspection. NOTE: Information regarding the principal building on the survey and site plan is for reference only. Any discrepancy between information regarding the principal building on the survey and/or site plan and approved permit drawings for the principal building are neither approved nor authorized under this laneway house permit. *EXISTING HOUSE* Note: Bldg 1 (principal bldg) addressed #1-2062 E 40th Av retained on site. ***This permit is issued under the VBBL 2019, with updated energy requirements as per bylaw # 12997 effective Jan 01, 2022.*** | New Build - Standalone Laneway | Peggie Yuen DBA: DWG Design Work Group Ltd | Unit 203 - 5066 Kingsway Burnaby, BC V5H 2E7 | Dwelling Uses | Laneway House | PD Moore Homes Inc | 8288 North Fraser Way Unit 104 Vancouver, BC V3N 5G4 | 2023 | Kensington-Cedar Cottage | {"coordinates":[-123.0642868,49.2336114],"type":"Point"} | 2023-01 | 49.2336114, -123.0642868
DB-2022-00857 | 2022-02-17 | 2023-01-31 | 348 | 524910 | New Building | 3126 E 17TH AVENUE, Vancouver, BC V5M 2N7 | Low Density Housing - New Building - To construct a 2 storey one-family dwelling with a secondary suite located in the Basement ($524,910.00) with an open parking pad, providing 1 parking space, having vehicular access from the 20' Lane. 1.\tCovenant registered at the Land Title Office under CA9675089 2.\tNo Strata Titling permitted 3.\tA/C proposed – Exterior component located in rear yard, Interior component located in second floor closet 4.\tBar sink not proposed. 5.\tSchedule B: (Tsung-Hua Yang) P.eng. (604-729-0585) Structural & Geotechnical 6.\tHPO: Residential Builder- (Enrich Custom Homes Ltd.) Note: This is a 2 storey building pursuant to the Zoning and Development By-Law ** Laneway house permit under DB-2022-00858 ** Address Information: Building 1 #1-3126 E 17th Av - One Family Dwelling (1st - 3rd floor) #2-3126 E 17th Av - Secondary Suite (basement) Building 2 #3-3126 E 17th Av - Laneway House (1.5 storey) Address and suite numbers assigned as per approved plans for Fire and Emergency response. The address number is to be posted on the building to be visible from the street and the suite numbers are to be posted at the suite entries in accordance with the Building By-law prior to final inspection. **THIS PERMIT HAS BEEN ISSUED UNDER THE REQUIREMENTS OF VBBL #12511 (2019) ** | New Build - Low Density Housing | Qi Li DBA: LQ Design Group Ltd | 2161 LAWSON AVENUE WEST VANCOUVER, BC V7V 2E1 | Dwelling Uses | Single Detached House w/Sec Suite | Enrich Custom Homes Ltd |  | 2023 | Renfrew-Collingwood | {"coordinates":[-123.0382667,49.2545283],"type":"Point"} | 2023-01 | 49.2545283, -123.0382667
DB-2022-00858 | 2022-02-17 | 2023-01-31 | 348 | 119285 | New Building | 3126 E 17TH AVENUE #3, Vancouver, BC V5M 2N7 | Low Density Housing - New Building - To construct a 2 storey laneway house building ($119,285.00) with 1 open parking pad having vehicular access from the 20' Lane. Note: This is a 1 ½ storey building pursuant to the Zoning & Development By-law. 1.\tCovenant registered at the Land Title Office under CA9675089 2.\tNo Strata Titling permitted 3.\tNo A/C Unit proposed 4.\tSchedule B: (Tsung-Hua Yang) P.eng. (604-729-0585) Structural & Geotechnical 5.\tHPO: Residential Builder- (Enrich Custom Homes Ltd.) NOTE: To achieve the required FSR. A floor space exclusion of 3% has been applied to this application as per section 11.24.18 of the district schedule, to accommodate improved building performance. Address Information: Building 1 #1-3126 E 17th Av - One Family Dwelling (1st - 3rd floor) #2-3126 E 17th Av - Secondary Suite (basement) Building 2 #3-3126 E 17th Av - Laneway House (1.5 storey) Address and suite numbers assigned as per approved plans for Fire and Emergency response. The address number is to be posted on the building to be visible from the street and the suite numbers are to be posted at the suite entries in accordance with the Building By-law prior to final inspection. NOTE: Information regarding the principal building on the survey and site plan is for reference only. Any discrepancy between information regarding the principal building on the survey and/or site plan and approved permit drawings for the principal building are neither approved nor authorized under this laneway house permit. *NEW HOUSE* Note: See DB-2022-00858 for Bldg 1 on site (principal bldg) addressed #1-3126 E 17th AV. **THIS PERMIT HAS BEEN ISSUED UNDER THE REQUIREMENTS OF VBBL #12511 (2019) ** | New Build - Standalone Laneway | Qi Li DBA: LQ Design Group Ltd | 2161 LAWSON AVENUE WEST VANCOUVER, BC V7V 2E1 | Dwelling Uses | Laneway House | Enrich Custom Homes Ltd |  | 2023 | Renfrew-Collingwood | {"coordinates":[-123.0382667,49.2545283],"type":"Point"} | 2023-01 | 49.2545283, -123.0382667
BP-2022-04619 | 2022-10-03 | 2023-01-25 | 114 | 200000 | Addition / Alteration | 107 E 3RD AVENUE, Vancouver, BC V5T 1C7 | Field Review - Addition / Alteration - #301 - 3rd Floor (full floor tenant) Interior alterations to provide a First Tenant Improvement to an existing full floor office (shell) on the 3rd floor (#301) in this existing commercial building on this site. Scope of work: remove one wall, construct new partition walls, doors, millwork, finishes for new layout, electrical, plumbing, mechanical and sprinkler work. TENANT: Wasserman & Partners Advertising Building Sprinklered - Separate sprinkler permit required for proposed sprinkler work. Energy checklist is currently no longer required with your Building Permit (BP) application. Some supporting documents are still required at BP stage, specifically Envelope and HVAC, if applicable. Service Water Heating and Lighting supporting documents, if applicable, must be submitted with your related trades permits (e.g. electrical and plumbing). All energy upgrades will be checked during inspections stage. It is the applicant’s responsibility to identify and note all required upgrades including energy upgrades on their BP drawings at BP stage. | Renovation - Commercial/ Mixed Use - Lower Complexity | Lauren McKinnon | 224 W 8th Avenue Unit 400 Vancouver, BC V5Y 1N5 | Office Uses | General Office | Counterpoint Interiors Inc | 224 W 8TH AV Unit 400 Vancouver, BC V5Y 1N5 | 2023 | Mount Pleasant | {"coordinates":[-123.1024859,49.2685133],"type":"Point"} | 2023-01 | 49.2685133, -123.1024859
BP-2023-00214 | 2023-01-16 | 2023-01-19 | 3 | 90000 | Addition / Alteration | 925 W GEORGIA STREET, Vancouver, BC V6C 3L2 | Field Review - Addition / Alteration - #1128 - 11th floor Interior alterations to provide tenant improvements for a new office tenant on the 11th floor (#1128) in this existing commercial building on this site. Scope of work: remove/construct partition walls, new lighting, power and communication, ceiling work, electrical, plumbing and sprinkler work. TENANT: Singleton Urquhart Reynolds Vogel OK for FIT Building Sprinklered - Separate sprinkler permit required for proposed sprinkler work. Energy checklist is currently no longer required with your Building Permit (BP) application. Some supporting documents are still required at BP stage, specifically Envelope and HVAC, if applicable. Service Water Heating and Lighting supporting documents, if applicable, must be submitted with your related trades permits (e.g. electrical and plumbing). | Renovation - Commercial/ Mixed Use - Lower Complexity | Kristyn Dietz DBA: Counterpoint Interiors Inc. | 223-1118 Homer street Vancouver, BC V6B 2X6 | Office Uses | General Office | Counterpoint Interiors Inc | 224 W 8TH AV Unit 400 Vancouver, BC V5Y 1N5 | 2023 | Downtown | {"coordinates":[-123.1197774,49.2843244],"type":"Point"} | 2023-01 | 49.2843244, -123.1197774
BP-2022-01765 | 2022-04-05 | 2023-01-11 | 281 | 70000000 | Addition / Alteration | 650 W 41ST AVENUE, Vancouver, BC V5Z 2M9 | Certified Professional Program - Addition / Alteration - To construct Oakridge District Energy Systems. including the central energy plant, geo-exchange fields and cooling towers. Note: The refrigerant exhaust stacks are not included in this permit. To be submitted as a future permit stage. |  | David Steer DBA: LMDG Building Code Consultants Ltd. | 400 - 780 Beatty Street Vancouver, BC V6B 2M1 | Service Uses | Not Applicable |  |  | 2023 | Oakridge | {"coordinates":[-123.1191819,49.2319662],"type":"Point"} | 2023-01 | 49.2319662, -123.1191819
BP-2021-05249 | 2021-10-08 | 2023-01-19 | 468 | 65000000 | New Building | 130 E CORDOVA STREET, Vancouver, BC V6A 1K9 | Certified Professional Program - New Building - To construct a new ten-storey (10) mixed-use building operated by The Salvation Army, consisting of: 1st & 2nd Storeys – Social Service Centre w/commercial kitchen, dining rooms, clients programs & offices (Group A-2) 3rd storey - 22 sleeping units for Women 4th storey - 100 shelter beds for Men and amenity spaces 5th storey - 34 shelter beds for Men & 27 sleeping units for Men in Community Residential Facility (CFR) 6th storey - 11 sleeping units for Men & 23 sleeping units for Men in CRF 7th storey – 37 sleeping units for Men 8th storey - 23 dwelling units transitional housing (rental, affordable) 9th storey - 23 dwelling units permanent housing (rental, affordable), and 10th storey - amenity room and outdoor patio; all over one level of underground level with 12 parking stalls accessible via a car elevator. NOTE: This building contains 254 sleeping units (Shelter, Supportive and Community Residential Facility) & 46 rental dwelling units. This building is provided with a Two-stage Fire Alarm system. STAGE I - Excavation, Shoring & Foundation to Grade Issued: January 19, 2023 Missing HPO Form. |  | Michael Van Blokland DBA: LMDG Building Code Consultant | 4th Floor - 780 Beatty Street Vancouver, BC V6B 2M1 | Dwelling Uses, Institutional Uses | Multiple Dwelling, Sleeping Unit, Social Service Centre |  |  | 2023 |  |  | 2023-01
BP-2022-03876 | 2022-08-05 | 2023-01-19 | 167 | 4020000 | Addition / Alteration | 1133 MELVILLE STREET, Vancouver, BC V6E 4E5 | Certified Professional Program - Addition / Alteration - #Unit 1700 Interior alterations to provide tenant improvement for this first new office tenant (group D) on entire Level 17 and northside of Level 18 in this 38-storey mixed-use building. Scope of work includes installation of a new corridor on Level 16 to change the crossover floor from Level 17 to Level 16. Total Occupant Load = Max 244 persons (184 on Level 17 + 60 on Level 18) This is a CP Process Permit and the applicant is Michael Van Blokland, P. Eng., CP. Class 5 Cooking Operation (coffee brewer & espresso machine <= 6kW). Tenant: Plenty of Fish ******REVIEWED UNDER THE PROVISIONS OF VBBL 2019******** STAGED CONSTRUCTION Stage 1: Full Construction (Jan 19/23, A. Min) |  | Michael Van Blokland DBA: LMDG Building Code Consultant | 4th Floor - 780 Beatty Street Vancouver, BC V6B 2M1 | Office Uses | General Office |  |  | 2023 | Downtown | {"coordinates":[-123.1227525,49.287322],"type":"Point"} | 2023-01 | 49.287322, -123.1227525
BP-2022-05453 | 2022-12-12 | 2023-01-18 | 37 | 1600000 | Addition / Alteration | 733 SEYMOUR STREET, Vancouver, BC V6B 5J3 | Certified Professional Program - Addition / Alteration - Interior alterations to part of the 23rd floor of the new office building at 733 Seymour street, for a new office tenant space (Group D occupancy). 2019 VBBL |  | Michael Linton DBA: Jensen Hughes | CFT Engineering Inc. #500-1901 Rosser Avneue Burnaby , BC V5C 6R6 | Office Uses | General Office |  |  | 2023 | Downtown | {"coordinates":[-123.1174146,49.281687],"type":"Point"} | 2023-01 | 49.281687, -123.1174146
BP-2022-05364 | 2022-12-01 | 2023-01-31 | 61 | 400000 | Addition / Alteration | 2184 W BROADWAY, Vancouver, BC V6K 2E1 | Field Review - Addition / Alteration - #580 - 5th floor Interior alterations to provide improvements for a new health care office tenant on the 5th floor (#580) in this existing commercial building on this site. Scope of work: - Removal of doors, finishes, drywall drop ceiling, millwork, and electrical wiring and cable - Install partition walls and doors, millwork, electrical and plumbing work. Ok for field review as per Nehzat J. December 01, 2022 This is not a sprinklered building E2 - Lighting - Upgrade to incorporate Scheduled Shutoff (per 9.4.1.1.(i) of ASHRAE 90.1-2016) Letters of Assurance rec'd: Schedule A - Edwin Wong - 604-312-4889, edwin@streamlinefp.com Schedule B Mechanical & Plumbing - Bassam M Yammine, P.Eng - 604-609-0500x107, bassam@flowengineering.ca Schedule B Electrical - S.S. Dhaliwal P.Eng - 604-609-0500x108, sukhdeep@flowengineering.ca | Renovation - Commercial/ Mixed Use - Lower Complexity | Diana Kwak DBA: Fusion Projects | #800 - 850 W. Hastings Vancouver, BC V6C 1E1 | Office Uses | Health Care Office | Fusion Project Management Ltd | 850 W HASTINGS ST Unit 800 Vancouver, BC V6C 1E1 | 2023 | Kitsilano | {"coordinates":[-123.1546968,49.2635524],"type":"Point"} | 2023-01 | 49.2635524, -123.1546968
BP-2022-03010 | 2022-06-10 | 2023-01-18 | 222 | 1971500 | New Building | 2190 W 35TH AVENUE, Vancouver, BC V6M 1J3 | Low Density Housing - New Building - To construct a 2 storey with two levels below grade (cellars) single detached house and a surface parking at rear, having vehicular access from the lane. The entire building to be sprinklered to NFPA 13R. Envelope and Environmental Separation designed according to Part 5. Note: This is a 2 storey building pursuant to the Zoning and Development By-Law ******THIS PERMIT HAS BEEN ISSUED UNDER THE REQUIREMENTS OF VBBL 2019****** This permit is issued under the VBBL 2019, with updated energy requirements as per bylaw # 12997 effective Jan 01, 2022. NOTE: To achieve the required FSR a floor space exclusion of 2% has been applied to this application as per section 10.15.1 of the district schedule, to accommodate improved building performance. 1.\tCovenant registered at the Land Title Office under CA9507534 2.\tNo strata titling permitted 3.\tA/C located in rear yard 4.\tBar sink located in lower floor rec room 5.\tSchedule A Stefan Wiedemann AIBC (604-313-4241) 6.\tSchedule B Stefan Wiedemann AIBC (604-313-4241) Architectural 7.\tSchedule B Chen Min-Wei P.Eng (604-449-7789) Architectural 8.\tSchedule B Antony Wang P.Eng (604-618-6236) Structural 9.\tSchedule B Heqing Jian P.Eng (778-987-7461) Schedule B Geotechnical 10.\tSchedule D Chen Min-Wei P.Eng (604-449-7789) 11.\tBC Housing COPA Development Corporation Mechanical inspection team to confirm large home ghg calculator on site. Only natural gas permitted for 2 indoor fireplaces, 1 plumbed bbq, 2 stoves. No natural gas heating or other appliances permitted. "Combustible projections or roof soffits on an exposing building face shall not project to less than .45m from the property line and shall be in compliance with VBBL 2019 9.10.15.5.(9)" Assigned Addressing: Building 1 2190 W 35th Av - One Family Dwelling (2-storey with 2 levels below grade) | New Build - Low Density Housing | Shirley Zhang DBA: Wiedemann Architectural Design | 4382 w 10th ave. vancouver, BC V6R2H7 | Dwelling Uses | Single Detached House | COPA Development Corporation | 515 W Pender St Unit 209 Vancouver, BC V6B 6H5 | 2023 | Arbutus-Ridge | {"coordinates":[-123.1575547,49.2400014],"type":"Point"} | 2023-01 | 49.2400014, -123.1575547
BP-2022-05016 | 2022-11-04 | 2023-01-18 | 75 | 976000 | Addition / Alteration | 250 W PENDER STREET, Vancouver, BC V6B 1S9 | Field Review - Addition / Alteration - 3rd Level (culinary room/office & male/female locker rooms) Interior alterations to provide tenant improvements on the 3rd floor of this existing institutional-use building (Vancouver Community College) that is on the Vancouver Heritage 'A'. Scope of work: Demolish existing walls, doors, millwork and expand the female locker room, remove an office in the male locker room. Construct new partitions to add 3 enclosed offices and workstations, new flooring, paint, electrical and sprinkler work. Letters of Assurance submitted: Schedule A and Architectural Schedule B by Bassem Tawfik, Architect, AIBC., 604.732.3361 Electrical Schedule B by Roger Dupuis, P.Eng., 604.569.6500 Mechanical Schedule B by Kevin Hill, P.Eng., 604.888.7779 Building Sprinklered – Separate sprinkler permit required for proposed sprinkler work. E2 - Lighting - Upgrade to Local Control (per 9.4.1.1.(a) of ASHRAE 90.1-2016)\t\t\t\t\t\t\t\t\t\t\t\t\t\t\t\t\t\t\t\t\t\t\t\t\t\t\t Energy checklist is currently no longer required with your Building Permit (BP) application. Some supporting documents are still required at BP stage, specifically Envelope and HVAC, if applicable. Service Water Heating and Lighting supporting documents, if applicable, must be submitted with your related trades permits (e.g. electrical and plumbing). All energy upgrades will be checked during inspections stage. It is the applicant’s responsibility to identify and note all required upgrades including energy upgrades on their BP drawings at BP stage. | Renovation - Commercial/ Mixed Use - Lower Complexity | Bassem Tawfik DBA: KMBR Architects Planner Inc. | 1788 w 8th Vancouver, BC V6J 1V6 | Institutional Uses | School - University or College |  |  | 2023 | Downtown | {"coordinates":[-123.1112381,49.281304],"type":"Point"} | 2023-01 | 49.281304, -123.1112381
BP-2022-04821 | 2022-10-20 | 2023-01-30 | 102 | 15000 | Demolition / Deconstruction | 2755 W 38TH AVENUE, Vancouver, BC V6N 2W8 | Low Density Housing - Demolition / Deconstruction - To demolish the existing one family dwelling building ($15,000) on this site by means of deconstruction. Demo Declaration – G & H Demolition & Excavation Ltd. This permit is subject to the Green Demolition Bylaw (11023) Heritage Listed: Green Demolition Conditions Apply 90% Recycling Rate of Building Materials with 3 Tonnes of Wood Salvage Required |  | Chen Fan DBA: Pacific West Architecture | 1200 W73rd Ave Suite 940 Vancouver, BC V6P 6G5 | Dwelling Uses | Single Detached House | G & H Demolition & Excavation Ltd. |  | 2023 | Arbutus-Ridge | {"coordinates":[-123.1672435,49.2378333],"type":"Point"} | 2023-01 | 49.2378333, -123.1672435
DB-2022-04936 | 2022-10-31 | 2023-01-24 | 85 | 55000 | Addition / Alteration | 198 AQUARIUS MEWS, Vancouver, BC V6Z 2Y4 | Field Review - Addition / Alteration - #2007 - 198 Aquarius Mews Interior alterations to renovate the kitchen area and convert the enclosed balcony (approx. 67sf) into living space at unit #2007 on the 27th level of this existing multiple dwelling building on this site. Scope of work includes: re-re bathrooms, changing kitchen layout, removing fireplace, removing interior wall, storage to remain in current location, New flooring and cabinetry. OK for field review as per Steward Cowdell Oct 28, 2022. Notes: 1. L2 - HVAC - Install timers (up to 60 minute), or humidistat for washroom fan(s) | Renovation - Residential - Lower Complexity | Simon Boisvert DBA: BC Home Drafting & Consulting Ltd. | #304 - 3525 W Broadway Vancouver, BC V6R 2B5 | Dwelling Uses | Multiple Dwelling | Trimline Services Inc | 728 W 14TH ST Unit 8 North Vancouver, BC V7M 0A8 | 2023 | Downtown | {"coordinates":[-123.1196186,49.2738268],"type":"Point"} | 2023-01 | 49.2738268, -123.1196186
BP-2022-04824 | 2022-10-20 | 2023-01-04 | 76 | 15000 | Demolition / Deconstruction | 4078 W 32ND AVENUE, Vancouver, BC V6S 1Z6 | Low Density Housing - Demolition / Deconstruction - To demolish the existing one family dwelling building ($15,000) on this site by means of deconstruction. Demo Declaration – BESTWAY EXCAVATING & DEMOLITION 2008 LTD (778)-881-7580 This permit is subject to the Green Demolition Bylaw (11023) Pre-1950: Green Demolition Conditions Apply 75% Recycling Rate of Building Materials Required |  | Danson Fong DBA: Danson Fong | 9940 David Drive Burnaby, BC V3J 1H3 | Dwelling Uses | Single Detached House | BESTWAY EXCAVATING & DEMOLITION 2008 LTD |  | 2023 | Dunbar-Southlands | {"coordinates":[-123.1960872,49.2430997],"type":"Point"} | 2023-01 | 49.2430997, -123.1960872
BP-2022-03995 | 2022-08-12 | 2023-01-25 | 166 | 15000 | Demolition / Deconstruction | 518 E 18TH AVENUE, Vancouver, BC V5V 1G3 | Low Density Housing - Demolition / Deconstruction - To demolish the existing one family dwelling building ($15,000) on this site by means of deconstruction. Demo Declaration – West Demolition Service This permit is subject to the Green Demolition Bylaw (11023) Pre-1950: Green Demolition Conditions Apply 75% Recycling Rate of Building Materials Required |  | Khang Nguyen DBA: Architrix Design Studio | 289 Alexander Street # 216 Vancouver, BC V6A4H6 | Dwelling Uses | Single Detached House | WEST DEMOLITION SERVICE LTD |  | 2023 | Riley Park | {"coordinates":[-123.0931608,49.2544179],"type":"Point"} | 2023-01 | 49.2544179, -123.0931608
BP-2022-03612 | 2022-07-15 | 2023-01-20 | 189 | 15000 | Demolition / Deconstruction | 735 W 49TH AVENUE, Vancouver, BC V5Z 2S6 | Enquiry Centre - Demolition / Deconstruction - To demo this existing one family dwelling built in 1962 to grade. Not previously used for residential rental. |  | Kevin Chan | Unit 301 - 2255 Twin Creek Place West Vancouver, BC V7S 3K4 | Dwelling Uses | Single Detached House | G & K Excavation and Demolition Services Ltd |  | 2023 | Oakridge | {"coordinates":[-123.1228622,49.2266327],"type":"Point"} | 2023-01 | 49.2266327, -123.1228622
BP-2022-00888 | 2022-02-18 | 2023-01-11 | 327 | 15000 | Demolition / Deconstruction | 2576 E 28TH AVENUE, Vancouver, BC V5R 1R6 | Low Density Housing - Demolition / Deconstruction - Pre-1950 Green Demolition Conditions Apply 75% Recycling Rate of Building Materials Required |  | Alice Chua | 1408 E 61st Ave Vancouver, BC V8P 2J4 | Dwelling Uses | Single Detached House | Bhullar Excavating and Demolition |  | 2023 | Renfrew-Collingwood | {"coordinates":[-123.0526629,49.245212],"type":"Point"} | 2023-01 | 49.245212, -123.0526629
DB-2022-02724 | 2022-05-25 | 2023-01-12 | 232 | 50000 | Addition / Alteration | 4226 RUPERT STREET, Vancouver, BC V5R 2H7 | Field Review - Addition / Alteration - Exterior and interior alterations to provide improvements to this one family dwelling building on this site. Exterior work to remove chimneys, and replace windows, door and cladding on the west elevation, and replace some cladding on the south elevation. OK for Field Review per W.Wong Notes: - Schedule B, Architectural, Travis Hanks, 778-837-6744. - REUP Submitted by Peter Moffatt, 604-812-8304. Scope of work to include energy upgrade in accordance with Article 11.2.1.4 of the 2019 Vancouver Building By-law and as per the Energy Efficiency Upgrade Details noted in the Energuide Report. *UPGRADES: new USI 1.04 windows and air sealing. This permit is for alterations as shown in plans only. Any unauthorized work on this site, existing or otherwise, is neither recognized nor approved and may be subject to enforcement action. | Renovation - Residential - Lower Complexity | Travis Hanks DBA: Haeccity Studio Architecture | 1069 Scantlings Vancouver, BC V6H 3N9 | Dwelling Uses | Single Detached House |  |  | 2023 | Renfrew-Collingwood | {"coordinates":[-123.033381,49.2467282],"type":"Point"} | 2023-01 | 49.2467282, -123.033381
DB-2022-00748 | 2022-02-15 | 2023-01-11 | 330 | 138657.5 | New Building | 4740 REID STREET #3, Vancouver, BC V5R 3Y8 | Low Density Housing - New Building - To construct a 2 storey laneway house building ($138,657.50) with 1 open parking pad, having vehicular access from the 20' Lane. Note: The entire building, INCLUDING THE ATTACHED GARAGE (if applicable), to be sprinklered to NFPA 13D Note: This is a 1 ½ storey building pursuant to the Zoning & Development By-law. 1.\tCovenant registered at the Land Title Office under CB13208 2.\tNo Strata Titling permitted 3.\tSchedule B: (Y.K. Sharma) P.Eng (778.863.7076) Structural & Geotechnical 4.\tHPO: Residential Builder- Arjan Holdings Lts NOTE: To achieve the required FSR. A floor space exclusion of 3% has been applied to this application as per section 11.24.18 of the district schedule, to accommodate improved building performance. Address Information: Principle Dwelling: #1-4740 Reid St Secondary Suite: #2-4740 Reid St Laneway home:#3-4740 Reid St Address and suite numbers assigned as per approved plans for Fire and Emergency response. The address number is to be posted on the building to be visible from the street and the suite numbers are to be posted at the suite entries in accordance with the Building By-law prior to final inspection. NOTE: Information regarding the principal building on the survey and site plan is for reference only. Any discrepancy between information regarding the principal building on the survey and/or site plan and approved permit drawings for the principal building are neither approved nor authorized under this laneway house permit. *NEW HOUSE* Note: See DB-2022-00747 for Bldg 1 on site (principal bldg) addressed (1-2) 4740 Reid St **THIS PERMIT HAS BEEN ISSUED UNDER THE REQUIREMENTS OF VBBL #12511 (2019) ** | New Build - Standalone Laneway | Belinda Liu | 5610 Georgia street Burnaby, BC V5B1V6 | Dwelling Uses | Laneway House |  |  | 2023 | Renfrew-Collingwood | {"coordinates":[-123.0372502,49.2422675],"type":"Point"} | 2023-01 | 49.2422675, -123.0372502
BP-2022-05505 | 2022-12-14 | 2023-01-06 | 23 | 8000 | Addition / Alteration | 1864 FRANCES STREET #406, Vancouver, BC V5L 1Z7 | Field Review - Addition / Alteration - Interior alterations to provide improvements to dwelling unit #406 on the 4th floor of this multiple dwelling building on this site. Work to remove a portion of wall and replace with a beam. E2 - Appliances - Upgrade to an Energuide/Energy Star appliance (fridge; dishwasher) OK for DTI per W. Wong December 14, 2022 | Renovation - Residential - Lower Complexity | Peter Necpal | 3114 Turner St Vancouver, BC V5K 2H1 | Dwelling Uses | Multiple Dwelling |  |  | 2023 | Grandview-Woodland | {"coordinates":[-123.0663841,49.2790676],"type":"Point"} | 2023-01 | 49.2790676, -123.0663841
BP-2022-04559 | 2022-09-28 | 2023-01-18 | 112 | 211000 | Addition / Alteration | 870 DENMAN STREET, Vancouver, BC V6G 2L8 | Field Review - Addition / Alteration - Interior alterations to replace two exhaust fans in the underground parking of this existing community center. Schedule A provided by Rod Yeoh, P.Eng Mechanical/ Fire suppression Schedule B provided by Rod Yeoh, P.Eng Electrical Schedule B provided by Henry Doornberg, P. Eng | Renovation - Commercial/ Mixed Use - Lower Complexity | Eric Wang | 453 W 12th Ave Vancouver, BC V5Y 1V4 | Cultural/Recreational Uses | Community Ctr./Neighbourhood House |  |  | 2023 | West End | {"coordinates":[-123.1362409,49.2899144],"type":"Point"} | 2023-01 | 49.2899144, -123.1362409
BP-2023-00027 | 2023-01-04 | 2023-01-18 | 14 | 20000 | Addition / Alteration | 1255 DAVIE STREET, Vancouver, BC | Field Review - Addition / Alteration - 1255 Davie St Interior alterations to provide improvements by adding security gates by the front entrance of this Retail (Grocery Store) tenant at 1255 Davie St on the ground floor of this mixed-use building on this site. OK for DTI per W. Wong January 4, 2023 Letters of Assurance submitted by:\t\t\t Schedule A and Architectural Schedule B, Sylvia Alves Moura, Architect, ph: 204.947.3775\t\t Structural Schedule B, Piotr Wertepny, P. Eng., ph: 204.925.1150\t\t\t Electrical Schedule B, Thai Tonthat, P.Eng., ph: 204.925.1150\t\t\t | Renovation - Commercial/ Mixed Use - Lower Complexity | Kyle Kartzmark | 2-54 Adelaide Street Winnipeg, MB R3A 0V7 | Retail Uses | Grocery or Drug Store |  |  | 2023 | West End | {"coordinates":[-123.1341771,49.2823798],"type":"Point"} | 2023-01 | 49.2823798, -123.1341771
DB-2022-04910 | 2022-10-27 | 2023-01-12 | 77 | 500 | Addition / Alteration | 3348 CLIVE AVENUE, Vancouver, BC V5R 4V5 | Field Review - Addition / Alteration - #3 - 3348 Clive Ave - Laneway House Exterior and interior alterations to alter the storage room in this existing laneway house on the rear of this existing One Family Dwelling. | Renovation - Residential - Lower Complexity | Monica Yuk May Wong | #3 - 3348 Clive Ave Vancouver, BC V5R 4V5 | Dwelling Uses | Laneway House |  |  | 2023 | Renfrew-Collingwood | {"coordinates":[-123.034072,49.2382796],"type":"Point"} | 2023-01 | 49.2382796, -123.034072
BP-2022-05135 | 2022-11-15 | 2023-01-27 | 73 | 150000 | Addition / Alteration | 611 ALEXANDER STREET, Vancouver, BC V6A 1E1 | Field Review - Addition / Alteration - #401 - 4th floor (east portion) Interior alterations to provide tenant improvements for a new office tenant on the 4th floor (#401) in this existing Heritage "A" commercial building on this site. Scope of work: construct select partition walls, door, millwork, finishes, HVAC, electrical, plumbing and sprinkler work. TENANT: McKinley Studios Note: related to BP-2022-03419 for interior demolition Letters of Assurance submitted by: Schedule A and Architectural Schedule B, Walter McKinley, Architect, ph: 403-862-9002 Mechanical and Plumbing Schedule B, Eric Cresswell, P.Eng., ph: 604-684-5995 Electrical Schedule B, Roger Dupuis, P.Eng., LEED AP, ph: 604-659-6500 OK for FIT per K. Clark; Nov. 14, 2022 Energy checklist is currently no longer required with your Building Permit (BP) application. Some supporting documents are still required at BP stage, specifically Envelope and HVAC, if applicable. Service Water Heating and Lighting supporting documents, if applicable, must be submitted with your related trades permits (e.g. electrical and plumbing). | Renovation - Commercial/ Mixed Use - Lower Complexity | Reagan Brown | 611 Alexander Street #412 Vancouver, BC V6A 1E1 | Office Uses | General Office |  |  | 2023 | Strathcona | {"coordinates":[-123.0915879,49.2845505],"type":"Point"} | 2023-01 | 49.2845505, -123.0915879
DB-2022-05153 | 2022-11-15 | 2023-01-10 | 56 | 2000 | Addition / Alteration | 4433 W 10TH AVENUE, Vancouver, BC V6R 2H8 | Field Review - Addition / Alteration - Interior alterations and change of use from Retail (E) to School – Arts or Self Improvement (A2) at unit 4433 W 10th Avenue at this existing mixed use building on this site. Arch Schedule B - Ted Murray 604-836-8350 E2-Lighting upgrade - to incorporate auto full off (per 9.4.1.1.(h) of ASHRAE 90.1-2016) | Renovation - Commercial/ Mixed Use - Lower Complexity | Christianne Hayward | 3728 West 17th Avenue Vancouver , BC V6S 1A2 | Service Uses | School - Arts or Self-Improvement |  |  | 2023 | West Point Grey | {"coordinates":[-123.2072795,49.2640703],"type":"Point"} | 2023-01 | 49.2640703, -123.2072795
BP-2022-05570 | 2022-12-20 | 2023-01-12 | 23 | 100000 | Addition / Alteration | 943 W BROADWAY #140, Vancouver, BC V5Z 4E1 | Field Review - Addition / Alteration - #140 - ground level Interior alterations to provide tenant improvements for this existing General Office tenant on the ground level (#140) of this existing commercial Building. Scope of work: select demolition and construction of partition walls for layout changes. Electrical work to suit. District Building Inspector to determine if a Special Sprinkler Permit is required. Tenant: Pacific Rehabilitation Medicine OK for Field Review processing as per Howie Chow, December 20, 2022. | Renovation - Commercial/ Mixed Use - Lower Complexity | Toni McLaren Lewis DBA: Braveheart Ventures | 1903-1320 Chesterfield Ave, North Vancouver, BC V7M0A6 | Office Uses | Health Care Office |  |  | 2023 | Fairview | {"coordinates":[-123.1250571,49.2636765],"type":"Point"} | 2023-01 | 49.2636765, -123.1250571
BP-2021-05706 | 2021-11-02 | 2023-01-09 | 433 | 31992 | Addition / Alteration | 2155 W 44TH AVENUE, Vancouver, BC V6M 2G4 | High Density Housing / Commercial - Addition / Alteration - Elevator modernization To install new DDRS system to allow for elevator recall in this existing high-rise residential building for CSA-B44 upgrade. Scope of work: - new DDRS control panel for dedicated elevator recall, control relay, smoke detectors and heat detectors. ******THIS PERMIT HAS BEEN REVIEWED AND ISSUED UNDER THE REQUIREMENTS OF VBBL 2019 ******** Building Review Branch Notes: - Arch. B & Elec. B submitted by B. W. Town, P. Eng. - Automatic emergency recall (main - ground floor, alternate - 2nd floor) - Related to AL-2022-00228. |  | Zach Steen DBA: Sasco Contractors Ltd. | 3060 Norland Avenue Unit 114 Burnaby, BC V5B 3A6 | Dwelling Uses | Multiple Dwelling |  |  | 2023 | Kerrisdale | {"coordinates":[-123.1575289,49.2321281],"type":"Point"} | 2023-01 | 49.2321281, -123.1575289
BP-2021-06615 | 2021-12-14 | 2023-01-04 | 386 | 10000000 | New Building | 3010 E KENT AVENUE SOUTH, Vancouver, BC | Certified Professional Program - New Building - To construct a new 1-storey Childcare Centre (Group A2) with 69 spaces of 4 groups – Infants (12 spaces), Toddlers (12 spaces), full-time Preschool (25 spaces) and part-time Preschool (20 spaces), public washrooms (Group F2) for users of the adjacent park, and a waste facility. This is a CP Process Permit and the applicant is Andrew Harmsworth, P. Eng., CP. Contrary to the Building Code Data Sheet, the geotechnical report, by Tetra Tech (File No. 704-ENG.VGEO03868-01, March 4, 2022), specifies that this project can be designed to SITE CLASS E; however, if the design parameters change then a site specific evaluation is required. Refer to Section 6.1 of the noted report. Building to be sprinklered to NFPA 13. This building is voluntarily LEED Gold and Passive House. Occupant Load = Max 84 persons (Max 50 adults at any given time due to washroom capacity) Class 3 Cooking Operation: A sign shall be posted near the range that reads “This is a Class 3 Cooking Operation, with a grease capacity alike to a single-family residence. No commercial cooking is permitted, including preparation of meals for more than a normal household on a regularly repeated basis.” ******REVIEWED UNDER THE PROVISIONS OF VBBL 2019******** STAGED CONSTRUCTION Stage I: Full Construction (Jan.4/23, A. Min) |  | Andrew Harmsworth DBA: GHL Consultants Ltd. | 700 W Pender Street Suite 800 vancouver, BC V6C 1G8 | Cultural/Recreational Uses | Community Ctr./Neighbourhood House |  |  | 2023 | Killarney | {"coordinates":[-123.0445586,49.2059934],"type":"Point"} | 2023-01 | 49.2059934, -123.0445586
BP-2021-06829 | 2021-12-22 | 2023-01-30 | 404 | 838700 | New Building | 2721 W 7TH AVENUE, Vancouver, BC V6K 1Z3 | Low Density Housing - New Building - This Building Permit will remain in a suspended status until the associated (green) Demolition Permit BP-2022-00660 is completed. To construct a 2 storey + basement two-family dwelling ($838,700) with a detached accessory building (garage) and 1 open parking at the rear providing 2 parking spaces, having vehicular access from the lane. 1.\tA/C proposed – Exterior component located in North & West, Interior component located in second floor 2.\tSchedule B: (Jason Hui) P.Eng (778.319.3403) Structural & Geotechnical 3.\tHPO: Residential Builder- Homeline Construction & Renovation Ltd. Note: This is a 2 storey building pursuant to the Zoning and Development By-Law Address Information: Principle Dwelling #1(South): 2721 W 7 Ave Principle Dwelling #2(North): 2727 W 7 Ave Addresses have been assigned per the approved plans, access to the rear unit is from the north side. This access must be provided & maintained at all times and the building addresses posted to be visible from the street in accordance with the Building By-law. **THIS PERMIT HAS BEEN ISSUED UNDER THE REQUIREMENTS OF VBBL #12511 (2019) ** | New Build - Low Density Housing | Alex Chuy DBA: Home Line Construction & Renovations Ltd | 2757 E 53rd Av Vancouver, BC V5S 1W3 | Dwelling Uses | Duplex | Homeline Construction & Renovation Ltd |  | 2023 | Kitsilano | {"coordinates":[-123.1670883,49.2660221],"type":"Point"} | 2023-01 | 49.2660221, -123.1670883
DB-2022-00034 | 2022-01-06 | 2023-01-13 | 372 | 2500 | Addition / Alteration | PARKS BOARD BLDG - 2099 BEACH AVENUE, Vancouver, BC | Enquiry Centre - Addition / Alteration - Exterior alterations only to provide for the installation of electrical vehicle charging equipment to be located in the existing parking lot at this existing Vancouver Board of Parks and Recreation Building. Note: The scope of work also includes the required fire stopping to be installed for the penetration of the existing exterior wall as requested by the supervisor for the Building Inspections Branch. Note: Related to EP-2021-08198 and Case Reference 101015615655. OK to process as a DB application as per Sonia Erichsen, January 6, 2022. OK for SIPS processing as per Howie Chow, January 6, 2022. | Renovation - Commercial/ Mixed Use - Lower Complexity | Power Pros Electrical Ltd. DBA: Power Pros Electrical Ltd. | #2-30445 Progressive Way Abbotsford, BC V2T 6W3 | Office Uses | General Office | Power Pros Electrical Ltd | 30445 Progressive Way unit 2B Abbotsford, BC V2T 6W3 | 2023 |  |  | 2023-01
BP-2022-05145 | 2022-11-15 | 2023-01-25 | 71 | 6000 | Addition / Alteration | 136 W CORDOVA STREET, Vancouver, BC V6B 1E4 | High Density Housing / Commercial - Addition / Alteration - Exterior alterations to install an outdoor seating area under existing canopy to be used in conjunction with the existing Neighbourhood Public House (Group A2) use on this site. Building Review Notes: - Maximum occupant load can not exceed 200 persons including interior seating, staff and patios due to washroom capacity restriction. - This permit is to convert the temporary patio at the courtyard (south of the building) to permanent patio following DP-2022-00457 approval. - The other patio approved under DP-2017-00053 is expired and without BP validation. It will require a separate Summer Patio permit to be used and will not be allowed to increase the occupant load unless additional washroom is provided. * Reviewed under the VBBL 2019 * |  | Vince Marino DBA: The Junction | 210 - 1026 Davie Street Vancouver, BC V6E 1M3 | Service Uses | Neighbourhood Public House |  |  | 2023 | Downtown | {"coordinates":[-123.1079776,49.2830994],"type":"Point"} | 2023-01 | 49.2830994, -123.1079776
BP-2022-05265 | 2022-11-22 | 2023-01-19 | 58 | 0 | Salvage and Abatement | 1877 W 63RD AVENUE, Vancouver, BC V6P 2H9 | Low Density Housing - Salvage and Abatement - Salvage and Abatement Permit only for Building permit: DB-2022-05254 and to be completed under the supervision of a qualified professional. This permit does not authorize demolition, deconstruction or construction work. QP: EMTEC Environmental, Health & Safety Consulting Inc. Jereld Salazar) |  | Minh Ta DBA: Pinnacle Decision Design Associates Ltd. | PO BOX 77026 KINGSWAY KNIGHT RPO VANCOUVER , BC V5V5E7 | Dwelling Uses | Dwelling Unit | Desato Enterprises Ltd | 1156 DEVONSHIRE CRESCENT Vancouver, BC V6H 2G1 | 2023 | Kerrisdale | {"coordinates":[-123.1506672,49.2144179],"type":"Point"} | 2023-01 | 49.2144179, -123.1506672
DB-2021-06382 | 2021-12-04 | 2023-01-26 | 418 | 697750 | New Building | 3084 E 8TH AVENUE, Vancouver, BC V5M 1X3 | Low Density Housing - New Building - To construct a 2 storey two-family dwelling with a secondary suite located in the Basement ($697,750.00) with a detached accessory building (garage) and one open parking at the rear providing 3 parking spaces, having vehicular access from the lane. The entire building, INCLUDING THE ATTACHED GARAGE (if applicable), to be sprinklered to 2 x NFPA 13D 1.\tCovenant registered at the Land Title Office under CA9645266 2.\tNo A/C Unit proposed 3.\tSchedule B: Beerinder Sidhu P.Eng (604-339-0034) Structural & Geotechnical 4. HPO: Residential Builder- New Golden Developments FRONT UNIT 3084 E 8th Av - One Family Dwelling (north side 1st-2nd flr) BACK UNIT #1-3086 E 8th Av - One Family Dwelling (south side 1st-2nd flr) #2-3086 E 8th Av - Secondary Suite (side bsmt) Address and suite numbers assigned as per approved plans for Fire and Emergency response. The address numbers are to be posted to the building to be visible from the street and the suite numbers are to be posted at the suite entries in accordance with the Building By-law prior to final inspection. ******THIS PERMIT HAS BEEN ISSUED UNDER THE REQUIREMENTS OF VBBL 2019****** | New Build - Low Density Housing | Kanwal Sekhon DBA: 88 Homes LTD. | 8088 13th Ave Burnaby , BC V3N 2G2 | Dwelling Uses | Duplex w/Secondary Suite |  |  | 2023 | Hastings-Sunrise | {"coordinates":[-123.0395597,49.2626799],"type":"Point"} | 2023-01 | 49.2626799, -123.0395597
DB-2022-03392 | 2022-06-30 | 2023-01-17 | 201 | 161805 | New Building | 6428 COMMERCIAL STREET #3, Vancouver, BC V5P 3P3 | Low Density Housing - New Building - To construct a 2 storey laneway house building ($161,805) with 1 open parking pad, providing a total of 1 parking spaces, having vehicular access from the 20' Lane. Note: This is a 1 ½ storey building pursuant to the Zoning & Development By-law. 1.\tCovenant not required with existing house 2.\tNo Strata Titling permitted 3.\tNo A/C Unit proposed 4.\tEntire building to be sprinklered 13D 5.\tSchedule B: (Md. Shahidul Alam) P.Eng (604.653.7475) Structural 6.\tSchedule B: (Md. Shahidul Alam) P.Eng (604.653.7475) Geotechnical 7.\tHPO: Residential Builder- Lamai Homes Ltd NOTE: To achieve the required FSR. A floor space exclusion of 3% has been applied to this application as per section 11.24.18 of the district schedule, to accommodate improved building performance. Address Information: Principle Dwelling: #1-6428 Commercial St Laneway home: #3-6428 Commercial St Address and suite number assigned as per approved plans for Fire and Emergency response. The address number is to be posted to the building to be visible from the street and the suite number is to be posted at the suite entry in accordance with the Building By-law prior to final inspection. NOTE: Information regarding the principal building on the survey and site plan is for reference only. Any discrepancy between information regarding the principal building on the survey and/or site plan and approved permit drawings for the principal building are neither approved nor authorized under this laneway house permit. *EXISTING HOUSE* Note: Bldg 1 (principal bldg) addressed #1-6428 Commercial St retained on site. ***This permit is issued under the VBBL 2019, with updated energy requirements as per bylaw # 12997 effective Jan 01, 2022.*** | New Build - Standalone Laneway | Quan Mai | 6288 FLEMING ST Vancouver , BC V5P3G8 | Dwelling Uses | Laneway House | Lamai Homes Ltd | 6288 FLEMING ST Vancouver, BC V5P 3G8 | 2023 | Victoria-Fraserview | {"coordinates":[-123.0680459,49.2260478],"type":"Point"} | 2023-01 | 49.2260478, -123.0680459
BP-2022-04331 | 2022-09-09 | 2023-01-03 | 116 | 0 | Addition / Alteration | 2428 E BROADWAY, Vancouver, BC V5M 4T9 | High Density Housing / Commercial - Addition / Alteration - 2428 E Broadway – Building B Building Permit for BP-2022-04326 (Site Permit) for exterior alterations for building envelope remediation to this existing 4-storey multiple dwelling on this site. Scope of work includes: 1) Installation of glass canopies throughout the site at various buildings. Only select units will have glass canopies installed. 2) Replacement of existing fences and gates. Fence height is to comply with Section 10.9 of the Zoning and Development By-law. 3) No change in building height, and roof slopes are proposed. 4) Removal of unauthorized roof extension at Building D at #PH2 - 2588 E Broadway (SL 58) 5) Removal of unauthorized construction at Building D at PH3 - 2533 Penticton Street (SL43) Notes: 1. Work is for exterior repairs only. 2. No electrical or interior work proposed. 3. Application approved under VBBL 2019 (#12511) 4. Building envelope professional: Jameson Vong at 604.454.0402 |  | Jameson Vong DBA: Morrison Hershfield Ltd. | #310 - 4321 Still Creek Drive Burnaby, BC V5C 6S7 | Dwelling Uses | Multiple Dwelling |  |  | 2023 | Renfrew-Collingwood | {"coordinates":[-123.0545265,49.2615041],"type":"Point"} | 2023-01 | 49.2615041, -123.0545265
BP-2022-04337 | 2022-09-09 | 2023-01-03 | 116 | 0 | Addition / Alteration | 2433 E 10TH AVENUE, Vancouver, BC V5M 4T7 | High Density Housing / Commercial - Addition / Alteration - 2433 E 10th Avenue – Building F1: Building Permit for BP-2022-04326 (Site Permit) for exterior alterations for building envelope remediation to this existing 2-storey multiple dwelling building on this site. Scope of work includes: 1) Installation of glass canopies throughout the site at various buildings. Only select units will have glass canopies installed. 2) Replacement of existing fences and gates. Fence height is to comply with Section 10.9 of the Zoning and Development By-law. 3) No change in building height, and roof slopes are proposed. 4) Removal of unauthorized roof extension at Building D at #PH2 - 2588 E Broadway (SL 58) 5) Removal of unauthorized construction at Building D at PH3 - 2533 Penticton Street (SL43) Notes: 1. Work is for exterior repairs only. 2. No electrical or interior work proposed. 3. Application approved under VBBL 2019 (#12511) 4. Building envelope professional: Jameson Vong at 604.454.0402 |  | Jameson Vong DBA: Morrison Hershfield Ltd. | #310 - 4321 Still Creek Drive Burnaby, BC V5C 6S7 | Dwelling Uses | Multiple Dwelling |  |  | 2023 | Renfrew-Collingwood | {"coordinates":[-123.0543888,49.2615093],"type":"Point"} | 2023-01 | 49.2615093, -123.0543888
BP-2022-04335 | 2022-09-09 | 2023-01-03 | 116 | 0 | Addition / Alteration | 2588 E BROADWAY, Vancouver, BC V5M 4T9 | High Density Housing / Commercial - Addition / Alteration - 2588 E Broadway – Building D: Building Permit for BP-2022-04326 (Site Permit) for exterior alterations for building envelope remediation to this existing 4-storey multiple dwelling buildings on this site. Scope of work includes: 1) Installation of glass canopies throughout the site at various buildings. Only select units will have glass canopies installed. 2) Replacement of existing fences and gates. Fence height is to comply with Section 10.9 of the Zoning and Development By-law. 3) No change in building height, and roof slopes are proposed. 4) Removal of unauthorized roof extension at Building D at #PH2 - 2588 E Broadway (SL 58) 5) Removal of unauthorized construction at Building D at PH3 - 2533 Penticton Street (SL43) Notes: 1. Work is for exterior repairs only. 2. No electrical or interior work proposed. 3. Application approved under VBBL 2019 (#12511) 4. Building envelope professional: Jameson Vong at 604.454.0402 |  | Jameson Vong DBA: Morrison Hershfield Ltd. | #310 - 4321 Still Creek Drive Burnaby, BC V5C 6S7 | Dwelling Uses | Multiple Dwelling |  |  | 2023 | Renfrew-Collingwood | {"coordinates":[-123.0545265,49.2615041],"type":"Point"} | 2023-01 | 49.2615041, -123.0545265
BP-2022-04336 | 2022-09-09 | 2023-01-03 | 116 | 0 | Addition / Alteration | 2533 PENTICTON STREET, Vancouver, BC V5M 4T8 | High Density Housing / Commercial - Addition / Alteration - 2533 Penticton Street - Building E: Building Permit for BP-2022-04326 (Site Permit) for exterior alterations for building envelope remediation to this existing 4-storey multiple dwelling building on this site. Scope of work includes: 1) Installation of glass canopies throughout the site at various buildings. Only select units will have glass canopies installed. 2) Replacement of existing fences and gates. Fence height is to comply with Section 10.9 of the Zoning and Development By-law. 3) No change in building height, and roof slopes are proposed. 4) Removal of unauthorized roof extension at Building D at #PH2 - 2588 E Broadway (SL 58) 5) Removal of unauthorized construction at Building D at PH3 - 2533 Penticton Street (SL43) Notes: 1. Work is for exterior repairs only. 2. No electrical or interior work proposed. 3. Application approved under VBBL 2019 (#12511) 4. Building envelope professional: Jameson Vong at 604.454.0402 |  | Jameson Vong DBA: Morrison Hershfield Ltd. | #310 - 4321 Still Creek Drive Burnaby, BC V5C 6S7 | Dwelling Uses | Multiple Dwelling |  |  | 2023 | Renfrew-Collingwood | {"coordinates":[-123.0545265,49.2615041],"type":"Point"} | 2023-01 | 49.2615041, -123.0545265
DB-2022-02866 | 2022-06-02 | 2023-01-04 | 216 | 889000 | New Building | 3045 GRANT STREET, Vancouver, BC V5K 3H8 | Low Density Housing - New Building - To construct a two-storey two-family dwelling with two lock off units ($889,000) located in the basement, with a detached accessory building (garage) at the rear providing 2 parking spaces, having vehicular access from the lane. The entire building, INCLUDING THE ATTACHED GARAGE (if applicable), to be sprinklered to 2 x NFPA 13D. 1. Covenant registered at the Land Title Office under CB311966 2. No strata titling permitted 3. A/C units proposed on second storey 4. No Bar sinks proposed 5. Schedule B: Md. Shahidul Alam (604.653.7475) Structural & Geotechnical 6. Schedule B (Garage): Makhan Dhillon (604.657.6271) Structural & Geotechnical 7. HPO: Residential Builder - Khera Properties Ltd. Address Note: WEST UNIT #1-3045 Grant St - One Family Dwelling (1st-2nd floor) #2-3045 Grant St - Lock Off (basement) EAST UNIT #1-3047 Grant St - One Family Dwelling (1st-2nd floor) #2-3047 Grant St - Lock Off (basement) Address and suite numbers assigned as per approved plans for Fire and Emergency response. The address numbers are to be posted to the building to be visible from the street and the suite numbers are to be posted at the suite entries in accordance with the Building By-law prior to final inspection. ***This permit is issued under the VBBL 2019, with updated energy requirements as per bylaw # 12997 effective Jan 01, 2022.*** | New Build - Low Density Housing | Maninder Khera DBA: Maninderpal Singh Khera / Khera Homes LTD | 2685 East 53rd Ave Vancouver, BC V5S 1W1 | Dwelling Uses | Duplex, Lock -off Unit |  |  | 2023 | Hastings-Sunrise | {"coordinates":[-123.04035,49.2716102],"type":"Point"} | 2023-01 | 49.2716102, -123.04035
DB-2022-03210 | 2022-06-20 | 2023-01-09 | 203 | 224550 | New Building | 3959 W 36TH AVENUE #3, Vancouver, BC V6N 2S7 | Low Density Housing - New Building - To construct a 2 storey studio laneway house building ($224,550.00) with an attached double car garage and 1 open parking pad, providing a total of 3 parking spaces, having vehicular access from the lane. Note: This is a 1 ½ storey building pursuant to the Zoning & Development By-law 1.\tCovenant registered at the Land Title Office under CB276396 2.\tNo Strata Titling permitted 3.\tNo A/C unit proposed 4.\tSchedule B: Nicholas Schweers, P.Eng. (604-786-7869) Structural & Geotechnical 5. \tHPO: Residential Builder - Citrine Homes Ltd. 6.\tThe entire building, INCLUDING THE ATTACHED GARAGE (if applicable), to be sprinklered to NFPA 13D. Addressing Note: Building 2 #3-3959 W 36th Av - Laneway House (1.5 storey) Address and suite number assigned as per approved plans for Fire and Emergency response. The address number is to be posted to the building to be visible from the street and the suite number is to be posted at the suite entry in accordance with the Building By-law prior to final inspection. ***This permit has been issued under the VBBL 2019, with updated energy requirements as per bylaw # 12997 effective Jan 01, 2022.*** | New Build - Low Density Housing | Eric Law DBA: Eric Law Architect | #216 - 288 W 8th Avenue Vancouver, BC V5Y 1N5 | Dwelling Uses | Laneway House | Citrine Homes Ltd | 550 W BROADWAY Unit 503 Vancouver, BC V5Z 0E9 | 2023 | Dunbar-Southlands | {"coordinates":[-123.1926336,49.2398123],"type":"Point"} | 2023-01 | 49.2398123, -123.1926336
DB-2021-06857 | 2021-12-22 | 2023-01-11 | 385 | 1146195 | New Building | 5584 RUPERT STREET, Vancouver, BC V5R 2K5 | Low Density Housing - New Building - To construct a 2-storey duplex with 2 lock-off units located in the basement with an attached garage providing 2 parking space having vehicular access from Rupert Street. This Building Permit will remain in a suspended status until the associated (green) Demolition Permit BP-2022-01659 is completed. The entire building to be sprinklered to 2x NFPA 13D. NOTE: To achieve the required FSR a floor space exclusion of 2% has been applied to this application as per section 10.15.1 of the district schedule, to accommodate improved building performance. 1.\tCovenant registered at the Land Title Office under CB259876 2.\tNo strata titling permitted for lock-off units 3.\tA/C unit proposed in rear yard. 4.\tSchedule B Anthony Wang P.Eng (604-618-6236) Structural and Geotechnical 5.\tBC Housing Hawthome Enterprises Ltd Note: This is a 2 storey building pursuant to the Zoning and Development By-Law ******THIS PERMIT HAS BEEN ISSUED UNDER THE REQUIREMENTS OF VBBL 2019****** All rooms adjacent to North and South exposing building face shall be sprinklered. "Combustible projections or roof soffits on an exposing building face shall not project to less than .45m from the property line and shall be in compliance with VBBL 2019 9.10.15.5.(9)" Any alterations or conversions to the attached garage to habitable living space shall not be permitted without first obtaining the approval of the Director of Planning and the Chief Building Official. Assigned Addressing: North Unit #1-5584 Rupert St - One Family Dwelling (1st & 2nd floor) #2-5584 Rupert St - Lock-Off Unit (basement) South Unit #1-5586 Rupert St - One Family Dwelling (1st & 2nd floor) #2-5586 Rupert St - Lock-Off Unit (basement) | New Build - Low Density Housing | Vincent Wan DBA: D.V. Design Ltd. | 4038 Toronto Street Port Coquitlam, BC V3B6X8 | Dwelling Uses | Duplex, Lock -off Unit | Hawthorne Enterprises Ltd | 1238 BALFOUR AV Vancouver, BC V6H 1X5 | 2023 | Renfrew-Collingwood | {"coordinates":[-123.0426734,49.234309],"type":"Point"} | 2023-01 | 49.234309, -123.0426734
BP-2022-05126 | 2022-11-14 | 2023-01-06 | 53 | 120000 | Addition / Alteration | 1055 W HASTINGS STREET, Vancouver, BC V6E 2E9 | Field Review - Addition / Alteration - #2225 - 22nd floor Interior alterations to provide tenant improvements for this existing office unit #2225 on 22nd floor in this existing mixed use building. Scope of work: construct partition walls, new millwork, carpet and base patching, paint touch ups, lighting, electrical and sprinkler work. Building Sprinklered – Separate sprinkler permit required for proposed sprinkler work. OK For Field Review as Per Nehzat J. - November 9, 2022. Energy Upgrade Exemption: BOMA BEST | Renovation - Commercial/ Mixed Use - Lower Complexity | Jane Hwang DBA: Oxford Properties Group | #1280 - 1021 West Hastings Street Vancouver, BC V6E 0C3 | Office Uses | General Office |  |  | 2023 | Downtown | {"coordinates":[-123.1186181,49.2877017],"type":"Point"} | 2023-01 | 49.2877017, -123.1186181
BP-2023-00273 | 2023-01-18 | 2023-01-27 | 9 | 30000 | Addition / Alteration | 945 JERVIS STREET, Vancouver, BC V6E 2B8 | Field Review - Addition / Alteration - #1403 - 14th floor Interior alterations to provide improvements to dwelling unit #1403 on the 14th floor of this existing multiple dwelling building on this site. Scope of work: upgrade bathroom and modify the kitchen layout, upgrade finishes, appliances, fixtures, fix firestopping where applicable, electrical and plumbing work Schedule B Architectural, Plumbing & Electrical submitted per John J. McCuaig, P. Eng., ph#:604.255.0992 ok for DTI as per S. Yu - January 18, 2023 | Renovation - Residential - Lower Complexity | McCuaig and Associates Engineering Ltd. | 200 - 3999 Henning Drive Burnaby, BC V5C 6P9 | Dwelling Uses | Multiple Dwelling |  |  | 2023 | West End | {"coordinates":[-123.1315076,49.2857716],"type":"Point"} | 2023-01 | 49.2857716, -123.1315076
BP-2022-04819 | 2022-10-20 | 2023-01-05 | 77 | 30000 | Addition / Alteration | 803 E 16TH AVENUE, Vancouver, BC V5T 2V7 | Field Review - Addition / Alteration - To alter the interior of the main floor of the existing Church building (group A2 occupancy) for the provision of two offices, thereby reducing the meeting hall area. Sch A & B (Arch): Asher deGroot, 778-989-8493, MOTIV Architects Inc. Sch B (Struct): Robert Malczyk, P.Eng #22995, 604-839-0214, Timber Engineering Inc. E2 Upgrade: Lighting - Upgrade to incorporate Automatic Full Off (per 9.4.1.1. of ASHRAE 90.1 - 2016) | Renovation - Commercial/ Mixed Use - Lower Complexity | Asher deGroot | 1897 Powell Street Vancouver, BC V5L 1H8 | Institutional Uses | Church |  |  | 2023 | Mount Pleasant | {"coordinates":[-123.0871498,49.2565257],"type":"Point"} | 2023-01 | 49.2565257, -123.0871498
DB-2022-02591 | 2022-05-18 | 2023-01-26 | 253 | 229032.5 | New Building | 1091 W 50TH AVENUE #3, Vancouver, BC | Low Density Housing - New Building - To construct a 2 storey laneway house building ($229,032.5) with 1 open parking pad, providing a total of 1 parking spaces, having vehicular access from the 20' Lane. Note: This is a 1 ½ storey building pursuant to the Zoning & Development By-law. 1.\tCovenant not required with existing house 2.\tNo Strata Titling permitted 3.\tEntire building to be sprinklered 13D 4.\tA/C proposed – Exterior component located in rear yard, Interior component located in living room, bedrooms (wall mount type) 5.\tSchedule B: (ANTONY WANG) P.Eng (604.618.6236) Structural 6.\tSchedule B: (ANTONY WANG) P.Eng (604.618.6236) Geotechnical 7.\tHPO: Residential Builder- Conquest Enterprises Inc NOTE: To achieve the required FSR. A floor space exclusion of 3% has been applied to this application as per section 11.24.18 of the district schedule, to accommodate improved building performance. Address Information: Principle Dwelling: #1-1091 W 50th Av Laneway home: #3-1091 W 50th Av Address and suite numbers assigned as per approved plans for Fire and Emergency response. The address number is to be posted to the building to be visible from the street and the suite numbers are to be posted at the suite entries in accordance with the Building By-law prior to final inspection. NOTE: Information regarding the principal building on the survey and site plan is for reference only. Any discrepancy between information regarding the principal building on the survey and/or site plan and approved permit drawings for the principal building are neither approved nor authorized under this laneway house permit. *EXISTING HOUSE* Note: Bldg 1 (principal bldg) addressed #1-1091 W 50th Av retained on site. ***This permit is issued under the VBBL 2019, with updated energy requirements as per bylaw # 12997 effective Jan 01, 2022.*** | New Build - Standalone Laneway | TIMOTHY TSE DBA: Cadlab Design Inc. | 225-8877 Odlin Cr. Richmond, BC V6X 3Z7 | Dwelling Uses | Laneway House | Conquest Enterprises Inc | 6175 VINE ST Vancouver, BC V6M 4A7 | 2023 | Oakridge | {"coordinates":[-123.130289,49.2259569],"type":"Point"} | 2023-01 | 49.2259569, -123.130289
BP-2022-05303 | 2022-11-25 | 2023-01-23 | 59 | 0 | Salvage and Abatement | 1107 CONNAUGHT DRIVE, Vancouver, BC V6H 2G9 | Low Density Housing - Salvage and Abatement - Salvage and abatement permit only for DB-2022-04011 and to be completed under the supervision of a qualified professional work. This permit does not authorize demolition, deconstruction or construction work. QP: Tarlochan (Terry) Sunar - MCA Environmental Consulting Inc. |  | Michael Stylianou DBA: General Contractor | 5288 Merganser Dr Richmond, BC V7E3W6 | Dwelling Uses | Single Detached House | Hayer Demolition Ltd | 12011 Mitchell Rd. Richmond, BC V6V 1M8 | 2023 | Shaughnessy | {"coordinates":[-123.1304323,49.24385],"type":"Point"} | 2023-01 | 49.24385, -123.1304323
DB-2021-05387 | 2021-10-16 | 2023-01-05 | 446 | 10000 | Addition / Alteration | 5240 KILLARNEY STREET, Vancouver, BC V5R 3V9 | Low Density Housing - Addition / Alteration - To construct a detached two-car garage at the rear of this existing one-family dwelling on this inside with lane site. Work to include removal of carport constructed without permit. This permit is to legalize the garage on this site only. Any unauthorized work on this site, existing or otherwise, is neither recognized nor approved and may be subject to enforcement action. Geotechnical/Structural Schedule B submitted by Zhanchao Zhao - 604.526.1305 CF-2021-003559 |  | Benny Shum | 3614 East 48th Ave Vancouver, BC V5S 1H9 | Dwelling Uses | Single Detached House | Yung Tai Kao | 5240 KILLARNEY ST Unit Bsmt Vancouver, BC V5R 3V9 | 2023 | Renfrew-Collingwood | {"coordinates":[-123.0446838,49.2368053],"type":"Point"} | 2023-01 | 49.2368053, -123.0446838
BP-2022-05548 | 2022-12-16 | 2023-01-16 | 31 | 386000 | Addition / Alteration | 2700 KINGSWAY, Vancouver, BC V5R 5H5 | Field Review - Addition / Alteration - Ground Floor Interior alterations to provide improvements to this existing office space for a new office tenant (sales office) on the ground floor of this existing commercial building. Scope of work: Remove existing partitions, doors, floor finishes and millwork. Construct new walls, carpet, kitchen appliances and fixtures for display and electrical work. TENANT: Earles Street Limited Partnership Architectural Schedule B submitted by Hugh Cochlin, Architect AIBC, ph: 604-879-0118 E2 - lighting (1) Upgrade to local control (per 9.4.1.1 (a) of ASHRAE 90.1-2016) Energy checklist is currently no longer required with your Building Permit (BP) application. Some supporting documents are still required at BP stage, specifically Envelope and HVAC, if applicable. Service Water Heating and Lighting supporting documents, if applicable, must be submitted with your related trades permits (e.g. electrical and plumbing). All energy upgrades will be checked during inspections stage. It is the applicant’s responsibility to identify and note all required upgrades including energy upgrades on their BP drawings at BP stage. | Renovation - Commercial/ Mixed Use - Lower Complexity | Trevor Heselton | 1400-510 Burrard Street Vancouver, BC V6C3A8 | Office Uses | General Office | Mansouri Enterprises Inc | 6994 Greenwood St Unit 108 Burnaby, BC V5A 1X8 | 2023 | Renfrew-Collingwood | {"coordinates":[-123.0500402,49.2378618],"type":"Point"} | 2023-01 | 49.2378618, -123.0500402
BP-2023-00337 | 2023-01-23 | 2023-01-27 | 4 | 0 | Salvage and Abatement | 3919 W 20TH AVENUE, Vancouver, BC V6S 1G3 | Low Density Housing - Salvage and Abatement - Salvage and Abatement Permit only for Building permit: DB-2023-00031 and to be completed under the supervision of a qualified professional. This permit does not authorize demolition, deconstruction or construction work. Deconstruction Permit: BP-2023-00336 QP: Xiaoqiang (David ) Yang (Pacific Ark Environmental Consulting Ltd.) 778-985-3688 |  | Merry Gao DBA: Yan Building Design Studio Ltd. | 12288 Shinde Place Richmond, BC V7E 0C2 | Dwelling Uses | Single Detached House | Apolla Demolition & Excavating Ltd. |  | 2023 | Dunbar-Southlands | {"coordinates":[-123.1914288,49.2549581],"type":"Point"} | 2023-01 | 49.2549581, -123.1914288
DB-2022-05404 | 2022-12-06 | 2023-01-25 | 50 | 15000 | Addition / Alteration | 1111 W HASTINGS STREET, Vancouver, BC V6E 2J3 | Field Review - Addition / Alteration - Exterior alterations to provide improvements to this existing commercial building on this site. Scope of work includes to repair exterior columns. OK for field review as per Kirat Kang - December 6, 2022 Letters of assurance submitted: - Sch B (Struct): Ke Jian Ma, P.Eng., 604.599.8890 | Renovation - Commercial/ Mixed Use - Lower Complexity | Erickson Yan DBA: Focus Project Management Ltd. | 1705-1177 West Hastings Street Vancouver, BC V6E2K3 | Office Uses | Not Applicable | Focus Project Management Ltd | 1177 W HASTINGS ST Unit 1705 Vancouver, BC V6E 2K3 | 2023 | Downtown | {"coordinates":[-123.1202149,49.2883442],"type":"Point"} | 2023-01 | 49.2883442, -123.1202149
DB-2022-04713 | 2022-10-12 | 2023-01-20 | 100 | 150000 | Addition / Alteration | 179 E HASTINGS STREET, Vancouver, BC V6A 1N5 | Field Review - Addition / Alteration - 179 E Hastings Exterior and interior alterations to renovate the existing retail space on the ground floor of this existing mixed use building - Municipally Designated Vancouver Heritage Register C Building. Exterior alterations to replace a window with mechanical louvre on the east elevation. OK for DB per K.Kallweit-Graham & M.Schleger OK for Field Review per W.Wong Sch B (Mech + Plumb) & D: Raymond Cho, #37746, 778-956-8555, Chorus Consulting Inc. E2 - HVAC - Clean and Balance all Air Systems (per 6.7.2.3.2 of ASHRAE 90.1-2016) | Renovation - Commercial/ Mixed Use - Lower Complexity | Alan Hancock DBA: Space at Work | 68 Bonnymuir Drive West Vancouver, BC V7S 1L2 | Retail Uses | Retail Store | Curve Construction Inc | 5608 Westport Pl West Vancouver, BC V7W 1T9 | 2023 | Downtown | {"coordinates":[-123.1004182,49.2814212],"type":"Point"} | 2023-01 | 49.2814212, -123.1004182
DB-2022-04146 | 2022-08-25 | 2023-01-14 | 142 | 866500 | New Building | 2537 E 20TH AVENUE, Vancouver, BC V5M 2T5 | Low Density Housing - New Building - To construct a two-storey duplex ($866,500) with a detached accessory building (garage) at the rear providing 4 parking spaces (2 car garage and 2 open parking pads), having vehicular access from the lane. Note: This is a 2.5 storey building pursuant to the Zoning and Development By-Law. 1. A/C units proposed in the rear yard 2. No bar sinks proposed 3. Schedule B: Jason Hui, P.Eng (778-319-3403) Structural & Geotechnical 4. BC Housing Residential Builder – Medallion Homes Inc. 5. The entire building to be sprinklered to 2 x NFPA 13D Address and suite numbers assigned as per approved plans for Fire and Emergency response. The address numbers are to be posted on the building and to be visible from the street and the suite numbers are to be posted at the suite entries in accordance with the Building By-law prior to final inspection. ***This permit is issued under the VBBL 2019, with updated energy requirements as per bylaw # 12997 effective Jan 01, 2022.*** | New Build - Low Density Housing | Carman Kwan DBA: Architectural Collective | 677 East 27th Av Vancouver, BC V5V 2K7 | Dwelling Uses | Duplex | Medallion Homes Inc | 7695 ASH ST Vancouver, BC V6P 3L2 | 2023 | Renfrew-Collingwood | {"coordinates":[-123.0536616,49.2526258],"type":"Point"} | 2023-01 | 49.2526258, -123.0536616
DB-2022-05602 | 2022-12-22 | 2023-01-13 | 22 | 100000 | Addition / Alteration | 2797 ARBUTUS STREET, Vancouver, BC V6J 3Y5 | Field Review - Addition / Alteration - Interior alterations only and a change of use of 1,303 sq.ft. from Retail Limited Food Store to provide tenant improvement for new Retail Store (Jewellery) with ancillary School - Arts or Self-Improvement at 2797 Arbutus Street at this existing mixed-use commercial and residential Zydeco Building. Tenant: Fantasilvia Fine Jewelry Ltd.. Note: All existing storefront windows are to remain clear and unobstructed, no films are permitted. OK for Field Review processing as per Howie Chow, December 22, 2022. | Renovation - Commercial/ Mixed Use - Lower Complexity | Dewell Interiors Inc. | 5771 No. 3 Road 170 Richmond, BC V6X 2C9 | Retail Uses, Service Uses | Retail Store, School - Arts or Self-Improvement |  |  | 2023 | Kitsilano | {"coordinates":[-123.1534631,49.2614932],"type":"Point"} | 2023-01 | 49.2614932, -123.1534631
BP-2022-01800 | 2022-04-06 | 2023-01-26 | 295 | 60000 | Addition / Alteration | 601 KEEFER STREET, Vancouver, BC V6A 3V8 | Enquiry Centre - Addition / Alteration - Interior alterations for voluntary fire alarm Upgrade - bulletin 2018-004-BU/EL, FAS WORK CATEGORY 1 in this existing community center. SIPs Letter of assurance provided by: Schedule B (Electrical - Fire Alarm System Only): Aleksandar Hoffman, 604-324-7122 Related to EP-2021-06675 | Renovation - Commercial/ Mixed Use - Lower Complexity | Randy Burke | #101-8289 North Fraser Way Burnaby, BC V3N 0B9 | Cultural/Recreational Uses | Community Ctr./Neighbourhood House | Viking Fire Protection Inc | 8289 North Fraser Way Unit 101 Burnaby, BC V3N 0B9 | 2023 | Strathcona | {"coordinates":[-123.0915433,49.2797844],"type":"Point"} | 2023-01 | 49.2797844, -123.0915433
DB-2022-04171 | 2022-08-26 | 2023-01-19 | 146 | 50000 | Addition / Alteration | 2761 W 23RD AVENUE, Vancouver, BC V6L 1P1 | Low Density Housing - Addition / Alteration - Exterior and interior alterations to provide tenant improvements to this existing one-family dwelling. The scope of work includes to enclose the rear balcony on the second floor and remove the existing work without permit rear deck extension. Structural schedule B signed and sealed by Eric Man, 604.874.3237 |  | Alexandra Schwarz | 1643 e 3rd ave #214 Vancouver, BC V5R5R6 | Dwelling Uses | Dwelling Unit |  |  | 2023 | Arbutus-Ridge | {"coordinates":[-123.1667545,49.2521422],"type":"Point"} | 2023-01 | 49.2521422, -123.1667545
DB-2022-02401 | 2022-05-05 | 2023-01-16 | 256 | 15000 | Demolition / Deconstruction | 2680 HORLEY STREET, Vancouver, BC V5R 4R8 | Low Density Housing - Demolition / Deconstruction - To demolish the existing one family dwelling building ($15,000) on this site. Demo Declaration – On Time Excavating & Demo Ltd. (604) 613-0007 |  | Puneet Sharma | 4882 44a ave DELTA, BC V4K 1E5 | Dwelling Uses | Single Detached House | ON TIME EXCAVATING & DEMOLITION LTD | 8872 138A ST SURREY, BC V3V 5X1 | 2023 | Renfrew-Collingwood | {"coordinates":[-123.0501817,49.2408203],"type":"Point"} | 2023-01 | 49.2408203, -123.0501817
BP-2022-04907 | 2022-10-27 | 2023-01-03 | 68 | 50000 | Addition / Alteration | 2196 KITCHENER STREET, Vancouver, BC V5L 2X1 | Enquiry Centre - Addition / Alteration - To repair this fire damaged two car garage at this existing one family dwelling site. OK for SIPS per W.Wong | Renovation - Residential - Lower Complexity | Jim Laing DBA: Firstonsite Restoration | 1395 Boundary Road Vancouver, BC V5K 4T9 | Dwelling Uses | Single Detached House | FirstOnSite Restoration Limited | 1395 BOUNDARY ROAD Vancouver, BC V5K 4T9 | 2023 | Grandview-Woodland | {"coordinates":[-123.0601098,49.271817],"type":"Point"} | 2023-01 | 49.271817, -123.0601098
BP-2023-00253 | 2023-01-17 | 2023-01-26 | 9 | 80000 | Addition / Alteration | 595 BURRARD STREET, Vancouver, BC V7X 1K8 | Field Review - Addition / Alteration - #1100 - 11th floor (full floor tenant) Interior alterations to this existing full floor office tenant on the 11th floor (#1100) in this existing commercial building on this site. Scope of work: construct select partition walls for new offices, doors, finishes, card reader and electrical work. TENANT: WeWork Letters of Assurance submitted by: Schedule A and Architectural Schedule B, Glen Roethlingshoefer, Architect AIBC, ph: 604-631-4544 Mechanical Schedule B, Jordan Taylor, P.Eng., ph: 604-685-9381 Electrical Schedule B, Andrew Tashiro, P.eng., ph: 604-685-9381 OK for FIT Building Sprinklered - Building Inspector to determine if a separate sprinkler permit is required. Energy checklist is currently no longer required with your Building Permit (BP) application. Some supporting documents are still required at BP stage, specifically Envelope and HVAC, if applicable. Service Water Heating and Lighting supporting documents, if applicable, must be submitted with your related trades permits (e.g. electrical and plumbing). | Renovation - Commercial/ Mixed Use - Lower Complexity | Phil Wong DBA: Kasian Architecture | 1685-1500 West Georgia Street Vancouver , BC V6G 2Z6 | Office Uses | General Office |  |  | 2023 | Downtown | {"coordinates":[-123.1198029,49.2861265],"type":"Point"} | 2023-01 | 49.2861265, -123.1198029
BP-2022-05504 | 2022-12-13 | 2023-01-12 | 30 | 7000 | Addition / Alteration | 2475 BAYSWATER STREET, Vancouver, BC V6K 2G9 | Field Review - Addition / Alteration - Unit 201 Removal of two interior walls to create a open gym space for unit 201. OK for field review C. Yue | Renovation - Commercial/ Mixed Use - Lower Complexity | Merry Gao DBA: Yan Building Design Studio Ltd. | 12288 Shinde Place Richmond, BC V7E 0C2 | Office Uses | General Office |  |  | 2023 | Kitsilano | {"coordinates":[-123.1716107,49.2644023],"type":"Point"} | 2023-01 | 49.2644023, -123.1716107
DB-2022-05069 | 2022-11-08 | 2023-01-04 | 57 | 300000 | Addition / Alteration | 2509 W BROADWAY, Vancouver, BC V6K 2E9 | Field Review - Addition / Alteration - Interior alterations to provide first tenant improvements for a school of Self Improvement use in the rear area of this existing retail shell space on the ground floor of this existing mixed-use building. Scope of work: New washrooms, interior walls & doors, interior stairs, plumbing & electrical work. Ok for Field Review as per Nehzat J. , November 7th, 2022 Schedule A & Schedule B Architectural submitted as per Joe Muego Architect AIBC, 604-266-4677 / joe@hearthworks.ca Schedule B Electrical as per Abdul El-Haddad 778-360-2153 x2 Abdul@aquavolt.ca The unit area is 162.2 sm. An existing Group E changing to Group A2, with an occupant load less than 60 persons Energy Upgrade Exempt - 1st TI Note: Energy checklist is currently no longer required with your Building Permit (BP) application. Some supporting documents are still required at BP stage, specifically Envelope and HVAC, if applicable. Service Water Heating and Lighting supporting documents, if applicable, must be submitted with your related trades permits (e.g. electrical and plumbing). All energy upgrades will be checked during inspections stage. It is the applicant’s responsibility to identify and note all required upgrades including energy upgrades on their BP drawings at BP stage. . | Renovation - Commercial/ Mixed Use - Lower Complexity | Joe Muego DBA: Hearth Architectural | 450 Southwest Marine Drive Suite 18-111 Vancouver, BC V5X 0C3 | Service Uses | School - Arts or Self-Improvement |  |  | 2023 | Kitsilano | {"coordinates":[-123.1631006,49.2640597],"type":"Point"} | 2023-01 | 49.2640597, -123.1631006
BP-2023-00019 | 2023-01-03 | 2023-01-24 | 21 | 0 | Salvage and Abatement | 3588 W 32ND AVENUE, Vancouver, BC V6S 1Z2 | Low Density Housing - Salvage and Abatement - Salvage and Abatement Permit only for Building permit: DB-2022-05173 and to be completed under the supervision of a qualified professional. This permit does not authorize demolition, deconstruction or construction work. QP: Pacific Ark Environmental Consulting Ltd. (Xiaoqiang (David) Yang AScT, Ph.D) |  | Terry Chen DBA: T Chen Custom Homes / TC Studio | 296-4388 Still Creek Ave Burnaby, BC V5C 6C6 | Dwelling Uses | Dwelling Unit |  |  | 2023 | Dunbar-Southlands | {"coordinates":[-123.1843914,49.2430472],"type":"Point"} | 2023-01 | 49.2430472, -123.1843914
BP-2022-03306 | 2022-06-24 | 2023-01-25 | 215 | 0 | New Building | 849 E 19TH AVENUE, Vancouver, BC | High Density Housing / Commercial - New Building - To construct a new infill building containing 1 dwelling unit ($600,000) at the rear of the site and to stratify the lot. ******Reviewed under the provisions of VBBL 2019******** To be sprinklered to NFPA 13R Refer to DP-2021-00550 for development permit Refer to BP-2022-03305 for Main dwelling permit |  | Khang Nguyen DBA: Architrix Design Studio | 289 Alexander Street # 216 Vancouver, BC V6A4H6 | Dwelling Uses | Infill Single Detached House |  |  | 2023 | Kensington-Cedar Cottage | {"coordinates":[-123.0864479,49.2537024],"type":"Point"} | 2023-01 | 49.2537024, -123.0864479
BP-2022-05308 | 2022-11-25 | 2023-01-23 | 59 | 0 | Salvage and Abatement | 61 E 27TH AVENUE, Vancouver, BC V5V 2K2 | Low Density Housing - Salvage and Abatement - Salvage and Abatement Permit only for Building permit: DB-2022-05004 and to be completed under the supervision of a qualified professional. This permit does not authorize demolition, deconstruction or construction work. Deconstruction Permit: BP-2022-05307 Qualified Professional: Tarlochan (Terry) Sunar (MCA Environmental Consulting Inc.) 604-805-1344 |  | Nuala O'Donnell | 175 Broadway East 309 Vancouver , BC V5T1W2 | Dwelling Uses | Single Detached House | PTL Contracting Ltd | 5649 ASH ST Vancouver, BC V5Z 3G8 | 2023 | Riley Park | {"coordinates":[-123.10399,49.247503],"type":"Point"} | 2023-01 | 49.247503, -123.10399
DB-2021-06255 | 2021-11-27 | 2023-01-31 | 430 | 767500 | New Building | 584 E 49TH AVENUE, Vancouver, BC V5W 2G9 | Low Density Housing - New Building - To construct a 2.5 storey two-family dwelling with a 2 secondary suites located in the Basement ($767,500) with a detached accessory building (garage) and 1 open parking at the rear providing 3 parking spaces, having vehicular access from the 20' lane. Note: The entire building to be sprinklered to 2 x NFPA 13D Note: As shown by an asterisk (*) on the building permit floor plans and/or elevations, exit protection is required to be provided in accordance with Articles 9.9.4.6., and/ or 9.37.2.8. of the 2019 VBBL 1.\tCovenant registered at the Land Title Office under CA9789849 2.\tA/C proposed – Exterior component located in Rear, Interior component located on Second floor 3.\tSchedule B: (J.J.S. Hui) P.Eng (778.319.3403) Structural & Geotechnical 4.\tHPO: Residential Builder- Hi-Beam Builders Ltd Note: This is a 2.5 storey building pursuant to the Zoning and Development By-Law Address Information: Principle Dwelling (South): 584 E 49th Av Principle Dwelling (North): 586 E 49th Av Address and suite numbers assigned as per approved plans for Fire and Emergency response. The address numbers are to be posted to the building to be visible from the street and the suite numbers are to be posted at the suite entries in accordance with the Building By-law prior to final inspection. **THIS PERMIT HAS BEEN ISSUED UNDER THE REQUIREMENTS OF VBBL #12511 (2019)** | New Build - Low Density Housing | Amardeep Dhillon DBA: Space Smart Home Design | 1307 East 55th Avenue Vancouver, BC V5X 1P4 | Dwelling Uses | Duplex w/Secondary Suite | Hi-Beam Builders Ltd | 709 SE MARINE DRIVE Unit 140 Vancouver, BC V5X 2T8 | 2023 | Sunset | {"coordinates":[-123.0927781,49.2252312],"type":"Point"} | 2023-01 | 49.2252312, -123.0927781
DB-2022-01517 | 2022-03-23 | 2023-01-11 | 294 | 704052.5 | New Building | 2811 E 23RD AVENUE, Vancouver, BC V5R 1A9 | Low Density Housing - New Building - To construct a 2 storey one-family dwelling with a secondary suite located in the Basement($704,052.50) with an open parking pad, providing 1 parking space, having vehicular access from the lane. 1.\tCovenant registered at the Land Title Office under CA7603872 2.\tA/C proposed – Exterior component located in Rear, Interior component located in Second Floor 3.\tBar sink located in Basement 4.\tSchedule B: (M.S.Dhillon) P.Eng (604.537.6271) Structural & Geotechnical 5.\tHPO: Residential Builder- Cedar Van Homes Inc Note: The entire building, INCLUDING THE ATTACHED GARAGE (if applicable), to be sprinklered to NFPA 13D Note: This is a 2 storey building pursuant to the Zoning and Development By-Law Address Information: Principle Dwelling:#1-2811 E 23rd Av Secondary Suite: #2-2811 E 23rd Av Laneway home: #3-2811 E 23rd Av Address and suite numbers assigned as per approved plans for Fire and Emergency response. The address number is to be posted to the building to be visible from the street and the suite numbers are to be posted at the suite entries in accordance with the Building By-law prior to final inspection. **THIS PERMIT HAS BEEN ISSUED UNDER THE REQUIREMENTS OF VBBL #12511 (2019) ** | New Build - Low Density Housing | Kirupa Kanapa | 241 E 64th Ave Vancouver, BC V5X2M5 | Dwelling Uses | Single Detached House w/Sec Suite | Cedar Van Homes Inc | 241 E 64TH AV Vancouver, BC V5X 2M5 | 2023 | Renfrew-Collingwood | {"coordinates":[-123.0462773,49.2499557],"type":"Point"} | 2023-01 | 49.2499557, -123.0462773
BP-2022-03663 | 2022-07-20 | 2023-01-30 | 194 | 0 | New Building | 918 W 32ND AVENUE, Vancouver, BC | Certified Professional Program - New Building - The front building - (Building A - 3 storeys) will have stacked townhouses, with 7, 1-storey units on the ground floor and 8 units above. VBBL 2019 - NFPA 13 Refer to BP-2021-05126 for site work, below grade facilities and common underground parking. Staged Construction |  | Erik Watson-Hurthig DBA: Eriksberg Engineering Ltd. | 470 East 10th Avenue Vancouver, BC V5T 2A1 | Dwelling Uses | Multiple Dwelling | LOUISAN PACIFIC DEVELOPMENTS INC |  | 2023 | South Cambie | {"coordinates":[-123.1254602,49.2423606],"type":"Point"} | 2023-01 | 49.2423606, -123.1254602
BP-2022-04890 | 2022-10-26 | 2023-01-12 | 78 | 10000 | Addition / Alteration | 8772 SW MARINE DRIVE, Vancouver, BC V6P 6A4 | Field Review - Addition / Alteration - CF-2022-001111 Exterior alterations to remove the enclosed balcony in this dwelling unit #101 in this existing multiple dwelling building. Ok for Field Review as per J. Zhang Schedule B - Rosa Salcido, AIBC - 778-389-4904, rsalcido@vididgreenarchitecture.com | Renovation - Residential - Lower Complexity | Rosa Salcido DBA: Vivid Green Architecture Inc. | Unit 1141 - 11871 Horseshoe Way Richmond, BC V7A 5H5 | Dwelling Uses | Multiple Dwelling |  |  | 2023 | Marpole | {"coordinates":[-123.1418329,49.2061129],"type":"Point"} | 2023-01 | 49.2061129, -123.1418329
DB-2022-02140 | 2022-04-25 | 2023-01-30 | 280 | 867750 | New Building | 875 W 23RD AVENUE, Vancouver, BC V5Z 2B1 | Low Density Housing - New Building - To construct a 2 storey + basement one-family dwelling with a secondary suite ($867,750) located in the basement with a detached accessory building (garage), at the rear providing 2 parking spaces, having vehicular access from the lane. Note: This Building Permit will remain in a suspended status until the associated (green) Demolition Permit BP-2022-03778 is completed. Note: This is a 2 storey building pursuant to the Zoning and Development By-Law. 1- Covenant registered at the Land Title Office under CB346277 2- No strata titling permitted 3- No bar sink proposed 4- A/C unit proposed in the rear yard 5- Schedule B: Ke Jian, Ma P.Eng (604-599-8890) Structural & Geotechnical 4- BC Housing Residential Builder - Best Builders Ltd. Address and suite numbers assigned as per approved plans for Fire and Emergency response. The address numbers are to be posted on the building and to be visible from the street and the suite numbers are to be posted at the suite entries in accordance with the Building By-law prior to final inspection. ***This permit is issued under the VBBL 2019, with updated energy requirements as per bylaw # 12997 effective Jan 01, 2022.*** | New Build - Low Density Housing | Khang Nguyen DBA: Architrix Design Studio | 289 Alexander Street # 216 Vancouver, BC V6A4H6 | Dwelling Uses | Single Detached House w/Sec Suite | Best Builders Ltd. |  | 2023 | South Cambie | {"coordinates":[-123.1238226,49.2510152],"type":"Point"} | 2023-01 | 49.2510152, -123.1238226
BP-2022-02684 | 2022-05-24 | 2023-01-24 | 245 | 20000 | Addition / Alteration | 350 W 8TH AVENUE, Vancouver, BC V5Y 3X2 | High Density Housing / Commercial - Addition / Alteration - To install an outdoor seating area and fencing (approximately 346.0 square feet) to be used in conjunction with the existing Restaurant Class-1 use (suite #120) on this site. Building review branch notes: 1. Building Permit for DP-2021-01047 2. Occupant load: 16 persons (outdoor patio) + 25 persons = 41 persons. Two unisex washrooms are provided, one washroom is accessible. 3. Reviewed under VBBL 2019 |  | IMCA Construction Inc | 13125 78A Ave. #104 Surrey, BC V3W 9B6 | Service Uses | Restaurant - Class 1 |  |  | 2023 | Mount Pleasant | {"coordinates":[-123.1120082,49.2636433],"type":"Point"} | 2023-01 | 49.2636433, -123.1120082
BP-2022-05551 | 2022-12-16 | 2023-01-20 | 35 | 950000 | Addition / Alteration | 609 GRANVILLE STREET, Vancouver, BC | Field Review - Addition / Alteration - #1200 - 12th floor Interior alterations to provide improvements for an existing full floor office tenant on the 12th floor of this existing commercial building on this site. Scope of work: work will be done in 3 phases. Demo/construct partition walls, doors for new layout. Electrical, plumbing, & sprinkler work to suit. E2 - Lighting - Upgrade to incorporate Automatic Partial OFF (per 9.4.1.1.(g) of ASHRAE 90.1-2016)\t\t\t\t\t\t\t\t\t\t\t\t\t\t\t\t\t\t\t\t\t\t\t\t\t\t\t Energy checklist is currently no longer required with your Building Permit (BP) application. Some supporting documents are still required at BP stage, specifically Envelope and HVAC, if applicable. Service Water Heating and Lighting supporting documents, if applicable, must be submitted with your related trades permits (e.g. electrical and plumbing). All energy upgrades will be checked during inspections stage. It is the applicant's responsibility to identify and note all required upgrades including energy upgrades on their BP drawings at BP stage. | Renovation - Commercial/ Mixed Use - Lower Complexity | Ron Boram DBA: Aura Office Environments | #1570 - 609 Granville St. PO Box 10037 LCD Pacific Centre Vancouver, BC V7Y 1A1 | Office Uses | General Office |  |  | 2023 | Downtown | {"coordinates":[-123.117746,49.2833965],"type":"Point"} | 2023-01 | 49.2833965, -123.117746
BP-2022-03732 | 2022-07-25 | 2023-01-13 | 172 | 160000 | Addition / Alteration | 2603 W 16TH AVENUE, Vancouver, BC V6K 3C2 | High Density Housing / Commercial - Addition / Alteration - Building Permit for DP-2021-00742 Including the Letter of Operation stamped "RECEIVED" by this Department on September 29, 2021, change of Use from Retail Store to Restaurant - Class 1 and interior alterations to include expansion of approximately 1149.6 square feet of floor area to the existing Restaurant - Class 1 (combining 2603 and 2607) in this existing mixed-use building on this site, for a limited period of time expiring on May 16, 2023 unless extended in writing by the Director of Planning. NOTE: Separate permit required for Outdoor Patio Seating on City property. E2 upgrade - Clean and Balance all Air Systems (per 6.7.2.3.2. of ASHRAE 90.1-2016) Schedule A - Peter Mallen 604-484-8285 Schedule B - Arch - Peter Mallen 604-484-8285 |  | Mallen Gowing Berzins Architecture Incorporated DBA: MGBA Inc. | #300 - 7 East 6th Avenue Vancouver, BC V5T 1J3 | Service Uses | Restaurant - Class 1 |  |  | 2023 | Kitsilano | {"coordinates":[-123.1652451,49.2579663],"type":"Point"} | 2023-01 | 49.2579663, -123.1652451
DB-2022-04382 | 2022-09-13 | 2023-01-11 | 120 | 261000 | New Building | 1675 W 59TH AVENUE #3, Vancouver, BC V6P 1Z3 | Low Density Housing - New Building - To construct a 2 storey laneway house building ($261,000) with an attached garage and 1 open parking pad, providing a total of 2 parking spaces, having vehicular access from the lane. Note: This is a 1 ½ storey building pursuant to the Zoning & Development By-law Note: Bldg 1 (principal bldg) addressed 1675 W 59TH Ave retained on site. 1.\tCovenant not required with existing house 2.\tNo Strata Titling permitted 3.\tNo A/C unit proposed 4.\tSchedule B: Zhi Yi You P.Eng (778.302.2155) Structural & Geotechnical 5.\tHPO: Residential Builder- Antaios COnstruction and Development Ltd. Address has been assigned per the approved plans as the fire/emergency access to the laneway house is from the East side. This access must be provided & maintained at all times in accordance with the Building By-law. ***This permit is issued under the VBBL 2019, with updated energy requirements as per bylaw # 12997 effective Jan 01, 2022.*** | New Build - Standalone Laneway | William Tan | #1403-7088 Salisbury Ave. Burnaby, BC V5E 0A4 | Dwelling Uses | Laneway House | ANTAIOS CONSTRUCTION & DEVELOPMENT LTD |  | 2023 | Marpole | {"coordinates":[-123.1450447,49.2179263],"type":"Point"} | 2023-01 | 49.2179263, -123.1450447
DB-2021-06726 | 2021-12-18 | 2023-01-24 | 402 | 963250 | New Building | 2091 W 59TH AVENUE, Vancouver, BC V6P 1Z5 | Low Density Housing - New Building - Note: This Building Permit will remain in a suspended status until the associated (green) Demolition Permit BP-2022-01884 is completed. To construct a 2 storey two-family dwelling with 2 secondary suites located in the Basement ($963,250.00) with a detached accessory building (garage) and 2 open parking at the rear providing a total of 4 parking spaces, having vehicular access from the lane. 1.\tCovenant registered at the Land Title Office under CB1800982 2.\tA/C proposed – Exterior component located in rear yard, Interior component located in second floor closets. 3.\tBar sink not proposed. 4. \tSchedule B: (TONG NGO, P.Eng., 604-372-2120) Architectural Item 1.5 & Structural for Glass Guardrails only. 4.\tSchedule B: (ALAN PRAHALAD, P.Eng., 604-831-1431) Structural 5.\tSchedule B: (JASON HUI, P.Eng., 778-319-3403) Geotechnical 6.\tHPO: Residential Builder- (CYANIC DEVELOPMENTS INC.) Note: This is a 2 storey building pursuant to the Zoning and Development By-Law Address Information: EAST UNIT #1-2091 W 59th Av - One Family Dwelling (1st-2nd floor) #2-2091 W 59th Av - Secondary Suite (basement) WEST UNIT #1-7480 Arbutus St - One Family Dwelling (1st-2nd floor) #2-7480 Arbutus St - Secondary Suite (basement) Address and suite numbers assigned as per approved plans for Fire and Emergency response. The address numbers are to be posted to the building to be visible from the street and the suite numbers are to be posted at the suite entries in accordance with the Building By-law prior to final inspection. **THIS PERMIT HAS BEEN ISSUED UNDER THE REQUIREMENTS OF VBBL #12511 (2019) ** | New Build - Low Density Housing | Cyanic Developments Inc DBA: Cyanic Developments Inc | 280-2010 East 48th Vancouver, BC V5P1R8 | Dwelling Uses | Duplex w/Secondary Suite, Secondary Suite | Cyanic Developments Inc | 2010 E 48TH AV Unit 280 Vancouver, BC V5P 1R8 | 2023 | Kerrisdale | {"coordinates":[-123.1542988,49.2183062],"type":"Point"} | 2023-01 | 49.2183062, -123.1542988
BP-2022-05234 | 2022-11-21 | 2023-01-12 | 52 | 0 | Salvage and Abatement | 7539 JASPER CRESCENT, Vancouver, BC V5P 3S6 | Low Density Housing - Salvage and Abatement - Salvage and abatement permit only for DB-2022-04896 and to be completed under the supervision of a qualified professional work. This permit does not authorize demolition, deconstruction or construction work. QP: Kinetic OHS Services Ltd. - Ramin Hamidnejad |  | JAGDEEP MANGAT | 1775 E 59TH AVE VANCOUVER, BC V5P2H2 | Dwelling Uses | Single Detached House | R B Excavating 2000 Ltd | 8047 Prince Albert St Vancouver, BC V5X 3Z9 | 2023 | Victoria-Fraserview | {"coordinates":[-123.0704263,49.2159512],"type":"Point"} | 2023-01 | 49.2159512, -123.0704263
BP-2022-03324 | 2022-06-27 | 2023-01-26 | 213 | 15000 | Demolition / Deconstruction | 644 E 51ST AVENUE, Vancouver, BC V5X 1C9 | Low Density Housing - Demolition / Deconstruction - To demolish the existing one family dwelling building ($15,000.00) on this site by means of deconstruction. This permit is subject to the Green Demolition Bylaw (11023) Note: Pre-1950 recycling requirement: 75% of non-hazardous construction waste |  | Bhupinder (Raj) Singh DBA: Raj Home Design | 6625 Fraser St Vancouver, BC V5X3T6 | Dwelling Uses | Single Detached House |  |  | 2023 | Sunset | {"coordinates":[-123.0919223,49.2233345],"type":"Point"} | 2023-01 | 49.2233345, -123.0919223
BP-2022-01991 | 2022-04-13 | 2023-01-04 | 266 | 15000 | Demolition / Deconstruction | 2560 DUNDAS STREET, Vancouver, BC V5K 1P8 | Low Density Housing - Demolition / Deconstruction - To demolish the existing one family dwelling building ($15,000) on this site by means of deconstruction. Green Demolition Conditions Apply 75% Recycling Rate of Building Materials Required This permit is subject to the Green Demolition Bylaw (11023) |  | DALJIT SHERGILL DBA: Canadian Excavating Ltd | 6335 Ross St Vancouver, BC V5W 3L8 | Dwelling Uses | Single Detached House | Canadian Excavating Ltd | 6898 130 St Surrey, BC V3W 4J5 | 2023 | Hastings-Sunrise | {"coordinates":[-123.0530636,49.2845326],"type":"Point"} | 2023-01 | 49.2845326, -123.0530636
BP-2022-05529 | 2022-12-15 | 2023-01-19 | 35 | 0 | Salvage and Abatement | 4407 PUGET DRIVE, Vancouver, BC V6L 2V7 | Low Density Housing - Salvage and Abatement - Salvage and abatement permit only for DB-2022-05226 and to be completed under the supervision of a qualified professional. This permit does not authorize demolition, deconstruction or construction work. QP: Terry (Tarlochan) Sunar\tMCA Environmental Consulting Inc. AScT\t604-805-1344 Demolition/ Deconstruction Permit: BP-2022-05528 Building Permit: DB-2022-05226 |  | Scott Posno DBA: Scott Posno Design | 1595 W 3rd Avenue Vancouver, BC V6J 1J8 | Dwelling Uses | Single Detached House | Canadian Excavating Ltd | 6898 130 St Surrey, BC V3W 4J5 | 2023 | Arbutus-Ridge | {"coordinates":[-123.1673384,49.2468522],"type":"Point"} | 2023-01 | 49.2468522, -123.1673384
BP-2022-05439 | 2022-12-09 | 2023-01-18 | 40 | 300000 | Addition / Alteration | 88 W 8TH AVENUE, Vancouver, BC V5Y 1M7 | Field Review - Addition / Alteration - #300 - 3rd floor Interior alterations to provide improvements for a new office tenant on the 3rd floor (#300) of this existing commercial building. Scope of work: demo all partitions, new walls, doors, millwork, finishes, lighting, HVAC upgrade . Sprinklers, electrical, plumbing to suit. Letters of Assurance submitted: Schedule A & Schedule B Architectural - Danny Ka Wai Wong - 604-773-2068, dwong@architeclier.com Schedule B Mechanical - Satwik Shetty, P.Eng - 778-360-2153 ext 1, satwik@aquavolt.ca Schedule B Electrical - Abdul El-Haddad - 778-360-2153 ext 2, abdul@aquavolt.ca L2 - Lighting - Upgrade to Local Control (per 9.4.1.1.(a) of ASHRAE 90.1-2016) Energy checklist is currently no longer required with your Building Permit (BP) application. Some supporting documents are still required at BP stage, specifically Envelope and HVAC, if applicable. Service Water Heating and Lighting supporting documents, if applicable, must be submitted with your related trades permits (e.g. electrical and plumbing). All energy upgrades will be checked during inspections stage. It is the applicant's responsibility to identify and note all required upgrades including energy upgrades on their BP drawings at BP stage. | Renovation - Commercial/ Mixed Use - Lower Complexity | Jacqueline Koong DBA: Concrete Cashmere | 680-838 W Hastings St Vancouver, BC V6A 0A6 | Office Uses | General Office | Noble Construction Management Corp | 4308 Dawson St Unit 200 Burnaby, BC V5C 4B6 | 2023 | Mount Pleasant | {"coordinates":[-123.1065726,49.2635698],"type":"Point"} | 2023-01 | 49.2635698, -123.1065726
BP-2022-04546 | 2022-09-27 | 2023-01-04 | 99 | 1500000 | Addition / Alteration | 999 CANADA PLACE, Vancouver, BC V6C 3C1 | Field Review - Addition / Alteration - #670 - 6th floor (#600 and #670 combining) Interior alterations to the 6th floor to combine #600 & #670 (retaining #670) and provide improvements for a new office tenant in this existing commercial building on this site. Scope of work: remove demising wall/partition walls, doors, and construct new partition walls, doors, finishes, millwork, ceiling, electrical, plumbing and sprinkler work. OK for Field Review by J. Zhang September 27, 2022. Letters of Assurance submitted: -Schedule A by Walker Mckinley, Architect, AIBC. Ph#403.862.9002. -Architectural Schedule B by Walker Mckinley, Architect, AIBC. Ph#403.862.9002. -Electrical Schedule B by Steven Nemetz, P.Eng. Ph#604.736.6562. -Mechanical/Plumbing Schedule B by Eric Cresswell, P.Eng. Ph#604.684.5995 E2 upgrade - Lighting #1 (per9.4.1.1.(a) of ASHRAE 90.1-2016 Energy checklist is currently no longer required with your Building Permit (BP) application. Some supporting documents are still required at BP stage, specifically Envelope and HVAC, if applicable. Service Water Heating and Lighting supporting documents, if applicable, must be submitted with your related trades permits (e.g. electrical and plumbing). All energy upgrades will be checked during inspections stage. It is the applicant's responsibility to identify and note all required upgrades including energy upgrades on their BP drawings at BP stage. | Renovation - Commercial/ Mixed Use - Lower Complexity | Ryan Saunders DBA: Axiom Builders Inc. | #1100-838 West Hastings Street Vancouver, BC V6C 0A6 | Office Uses | General Office | Axiom Builders Inc | 838 W HASTINGS ST Unit 1100 Vancouver, BC V6C 1C8 | 2023 | Downtown | {"coordinates":[-123.1118367,49.2884627],"type":"Point"} | 2023-01 | 49.2884627, -123.1118367
DB-2022-01314 | 2022-03-14 | 2023-01-17 | 309 | 390000 | Addition / Alteration | 5701 GRANVILLE STREET, Vancouver, BC V6M 4J7 | High Density Housing / Commercial - Addition / Alteration - Interior alterations: Interior alterations and change of major occupancy 0f unit 109 from office (group D) to Fitness Centre (group A2 - low occupant load) , change the use of unit 268 from office ( group D) to Fitness Centre (group A2 - low occupant load) and combine both units into one unit in this existing commercial building on this site. Retaining unit # 109 Building Review Branch Notes: 1) Application of Article 3.1.2.6- Group A2 (low occupant load permitted to be classified as Group D). Total maximum Occupant load proposed is 25 persons. 2) A permanent sign indicating the above proposed occupant load shall be posted in a conspicuous location near the suite's principal entrance. 3) Separate permit and additional washroom will be required if total occupant load exceed 25 persons. Note: "This permit has been reviewed under the 2019 Vancouver Building By-law (#12511)." |  | Daniel Ching DBA: CSC Interior Services | 18115 59A Avenue Surrey, BC V3S 4S9 | Cultural/Recreational Uses | Fitness Centre |  |  | 2023 | Kerrisdale | {"coordinates":[-123.1401609,49.2339388],"type":"Point"} | 2023-01 | 49.2339388, -123.1401609
DB-2022-04048 | 2022-08-17 | 2023-01-03 | 139 | 376000 | Addition / Alteration | 5887 OLYMPIC STREET, Vancouver, BC V6N 1Z7 | Low Density Housing - Addition / Alteration - CF-2021-016689 - To validate exterior and interior alterations to remove the existing rear deck, enclose the lower patio for a new two storey addition (approx. 672 sq. ft.) containing a recreation room with sunken patio on the basement level, a newly expanded, open concept kitchen with covered deck on the 1st floor and a 2nd sunken patio for pool equipment storage with an open deck above; new windows, doors, landscaping of the existing 2 storey and basement Single Detached Character house on this inside, flanking lane site. Structural Schedule B submitted by Yatendra Kuma Sharma, P. Eng. of ICA Engineers Inc., Tel: 778 863- 7076. Notes: ~ Energy upgrade as per REUP ~ Renovation Part 11 classification Minor Horizontal Addition, upgraded as per Table 11.2.1.4.(1)-A, -B and -C. ~ This permit has been issued under the VBBL 2019, with updated energy requirements as per bylaw # 12997 effective Jan 01, 2022. |  | Vikram Tiku DBA: TD Studio Inc. | 180 - 2250 Boundary Road Burnaby, BC V5M 3Z3 | Dwelling Uses | Single Detached House |  |  | 2023 | Dunbar-Southlands | {"coordinates":[-123.1900309,49.2329079],"type":"Point"} | 2023-01 | 49.2329079, -123.1900309
DB-2021-05852 | 2021-11-12 | 2023-01-03 | 417 | 178500 | New Building | 6210 LARCH STREET #3, Vancouver, BC | Low Density Housing - New Building - To construct a 2 storey laneway house building with an attached garage and 1 open parking pad, providing a total of 2 parking spaces, having vehicular access from the lane. Note: This is a 1 ½ storey building pursuant to the Zoning & Development By-law 1- Covenant registered at the Land Title Office under CB352536 2- Bar sink proposed in 2nd floor 3- No A/C unit proposed 4- Schedule B: Yatendra Kumar Sharma P.Eng (778.863.7076) Structural 5- Schedule B: Zhao Guan P.Eng (778.868.5635) Geotechnical 6- HPO: Arjan Holdings Ltd. Building 2 #3-6210 Larch St - Laneway House Address and suite number assigned as per approved plans for Fire and Emergency response. The address number is to be posted to the building to be visible from the street and the suite number is to be posted at the suite entry in accordance with the Building By-law prior to final inspection. ******THIS PERMIT HAS BEEN ISSUED UNDER THE REQUIREMENTS OF VBBL #12511 (2019)****** Combustible projections or roof soffits on an exposing building face shall not project to less than .45m from the property line and shall be in compliance with VBBL 2019 9.10.15.5.(9) The entire building, INCLUDING THE ATTACHED GARAGE, to be sprinklered to NFPA 13D. Any alterations or conversions to the attached garage to habitable living space shall not be permitted without first obtaining the approval of the Director of Planning and the Chief Building Official. Thermal protection measures and Laneway house design guidelines shall be required to be met prior to the approval of the conversion. | New Build - Low Density Housing | Rohit Bhatti | 5080 Merganser Dr. Richmond, BC V7E 3W5 | Dwelling Uses | Laneway House | Arjan Holdings Ltd |  | 2023 | Kerrisdale | {"coordinates":[-123.1628892,49.2299976],"type":"Point"} | 2023-01 | 49.2299976, -123.1628892
BP-2021-06497 | 2021-12-09 | 2023-01-16 | 403 | 2000000 | Addition / Alteration | 3818 RUPERT STREET, Vancouver, BC V5M 2Z3 | Certified Professional Program - Addition / Alteration - Interior alteration to renovate a shell space into a grocery store on Level 1 in this new mixed-use building. *This permit has been reviewed under the provisions of VBBL 2019.* **This is a CP process and the applicant is David Ho, P.Eng.** First tenant improvement. Mechanical review Notes: 1. Class 1 cooking operations (Grease-Laden Vapours). 2. Commercial kitchen exhaust system to NFPA 96 (Type 1 hood). 3. Four Type 1 hoods and one Type 2 hood (for dish washer) are proposed. |  | DAVID HO | 1901 ROSSER AVENUE UNIT 500 BURNABY, BC V5C 6R6 | Retail Uses | Grocery or Drug Store | Reco Decoration Group Inc |  | 2023 | Renfrew-Collingwood | {"coordinates":[-123.0337079,49.250451],"type":"Point"} | 2023-01 | 49.250451, -123.0337079
DB-2021-05297 | 2021-10-12 | 2023-01-17 | 462 | 998025 | New Building | 2662 E 3RD AVENUE, Vancouver, BC V5M 1H2 | Low Density Housing - New Building - To construct a 2 storey + basement one-family dwelling with a secondary suite ($998,025.00) located in the basement with 2 parking spaces, having vehicular access from the lane. Note: This Building Permit will remain in a suspended status until the associated (green) Demolition Permit BP-2021-05299 is completed. Note: This is a 2 storey building pursuant to the Zoning and Development By-Law 1- Covenant registered at the Land Title Office under CA9091867 2- No strata titling permitted 3- Bar sink proposed in the basement 4- A/C unit proposed in the rear yard 5- Schedule B: Tsung-Hua Yang, P. Eng. (604-729-0585) Structural & Geotechnical 6- HPO: Residential Builder – Liban Property Management & Construction Co Ltd. 7- The entire building, INCLUDING THE ATTACHED GARAGE (if applicable), to be sprinklered to NFPA 13D. Address Note: Building 1 #1-2662 E 3rd Av - One Family Dwelling (1st-2nd floor, west side basement) #2-2662 E 3rd Av - Secondary Suite (east side basement) Address and suite numbers assigned as per approved plans for Fire and Emergency response. The address number is to be posted to the building to be visible from the street and the suite numbers are to be posted at the suite entries in accordance with the Building By-law prior to final inspection. ******THIS PERMIT HAS BEEN ISSUED UNDER THE REQUIREMENTS OF VBBL #12511 (2019)****** | New Build - Low Density Housing | Qi Li DBA: LQ Design Group Ltd | 2161 LAWSON AVENUE WEST VANCOUVER, BC V7V 2E1 | Dwelling Uses | Single Detached House w/Sec Suite | Liban Property Management & Construction Co Ltd | 8180 Saunders Road Richmond, BC V7A 2A5 | 2023 | Hastings-Sunrise | {"coordinates":[-123.0505161,49.2673216],"type":"Point"} | 2023-01 | 49.2673216, -123.0505161
DB-2022-01951 | 2022-04-12 | 2023-01-25 | 288 | 704725 | New Building | 3675 W 24TH AVENUE, Vancouver, BC V6S 1L7 | Low Density Housing - New Building - To construct a 2 storey + basement one-family dwelling with a secondary suite located in the basement with a detached accessory building (garage), at the rear providing 2 parking spaces, having vehicular access from the lane. Note: This is a 2 storey building pursuant to the Zoning and Development By-Law 1- Covenant registered at the Land Title Office under CB199812 2- Bar sink proposed in main floor. 3- A/C unit proposed in rear yard. 4- Schedule B: Antony Wang P.Eng (604-618-6236) Structural & Geotechnical 5- HPO: MDL Construction Ltd. #1-3675 W 24th Av - One Family Dwelling (1st - 3rd floor, south portion of basement) #2-3675 W 24th Av - Secondary Suite (north portion of basement) Address and suite numbers assigned as per approved plans for Fire and Emergency response. The address numbers are to be posted on the building to be visible from the street and the suite numbers are to be posted at the suite entries in accordance with the Building By-law prior to final inspection. Combustible projections or roof soffits on an exposing building face shall not project to less than .45m from the property line and shall be in compliance with VBBL 2019 9.10.15.5.(9) The entire building, to be sprinklered to NFPA 13D. | New Build - Low Density Housing | Vincent Wan DBA: D.V. Design Ltd. | 4038 Toronto Street Port Coquitlam, BC V3B6X8 | Dwelling Uses | Duplex w/Secondary Suite | MDL Construction Ltd. |  | 2023 | Dunbar-Southlands | {"coordinates":[-123.1864168,49.2513147],"type":"Point"} | 2023-01 | 49.2513147, -123.1864168
BP-2022-05337 | 2022-11-29 | 2023-01-27 | 59 | 97000 | Addition / Alteration | 233 W 16TH AVENUE, Vancouver, BC V5Y 1Y8 | Field Review - Addition / Alteration - Interior alterations to renovate the bathrooms one of the dwelling units in this existing duplex on this site. To validate the WWOP at basement in this BP. | Renovation - Residential - Lower Complexity | daniel ilnitchi DBA: Ambient | 1641 West 3rd avenue Vancouver, BC V6J 1K1 | Dwelling Uses | Duplex | Ambient Bathrooms Ltd | 1639 W 3RD AV Vancouver, BC V6J 0B6 | 2023 | Mount Pleasant | {"coordinates":[-123.1103028,49.2570582],"type":"Point"} | 2023-01 | 49.2570582, -123.1103028
BP-2022-05082 | 2022-11-09 | 2023-01-19 | 71 | 0 | Salvage and Abatement | 3025 E 24TH AVENUE, Vancouver, BC V5R 1E7 | Low Density Housing - Salvage and Abatement - Salvage and abatement permit only for DB-2022-01656 and to be completed under the supervision of Qualified Professional. This permit does not authorize demolition, deconstruction or construction work. QP: Peter R Van Bakel CRM, CRSP of BCQP Consultants ***This permit is issued under the VBBL 2019, with updated energy requirements as per bylaw # 12997 effective Jan 01, 2022.***. |  | Gurinder Rakkar / Astec Development Ltd. | 8350 Beatrice Street Vancouver , BC V5P 3R9 | Dwelling Uses | Single Detached House |  |  | 2023 | Renfrew-Collingwood | {"coordinates":[-123.0407739,49.2490302],"type":"Point"} | 2023-01 | 49.2490302, -123.0407739
BP-2022-03525 | 2022-07-12 | 2023-01-09 | 181 | 650000 | New Building | 6362 FRASER STREET, Vancouver, BC V5W 0A1 | High Density Housing / Commercial - New Building - Building Permit for DP-2020-00760: To construct a one-storey Office- Financial Institution- Shell (Group D) building for 'HSBC' on this site. Note: This application is reviewed under VBBL 2019. Building Review Branch Notes: 1. Separate permit required for the tenant improvement work. 2. Refer to AL-2022-00142. |  | Paul Chiu DBA: Urban Design Group | 810 - 675 West Hastings Street Vancouver, BC V6B 1N2 | Office Uses | Financial Institution |  |  | 2023 | Sunset | {"coordinates":[-123.0903203,49.2267773],"type":"Point"} | 2023-01 | 49.2267773, -123.0903203
BP-2022-05369 | 2022-12-01 | 2023-01-10 | 40 | 700000 | Addition / Alteration | 1280 BURRARD STREET, Vancouver, BC V6Z 1Z1 | Field Review - Addition / Alteration - #800 - 8th floor - full floor tenant Interior alterations to provide a first tenant improvement to this office (shell) for a new multi floor office tenant on the 8th floor (#800) in this existing commercial building Scope of work: complete tenant fit out to this office shell space, including walls, doors, millwork, finishes, HVAC, RCP, plumbing, electrical and sprinklers. TENANT: Lululemon Athletica OK for Field Review for Office TI Letters of Assurance submitted by: Schedule A by David N. Palmer, Architect AIBC. ph: 604.687.2511 Architectural Schedule B by David N. Palmer, Architect AIBC. ph: 604.687.2511. Electrical Schedule B by Dave Hans, P. Eng. ph: 604-999-2069 Plumbing/Mechanical Schedule B by Daryl Keturakis, P.Eng. ph: 604-591-2766 | Renovation - Commercial/ Mixed Use - Lower Complexity | David Palmer DBA: Gustavson Wylie Architects Inc. | #280 - 1040 West Georgia Street Vancouver, BC V6E 4H1 | Office Uses | General Office |  |  | 2023 | Downtown | {"coordinates":[-123.1302888,49.278277],"type":"Point"} | 2023-01 | 49.278277, -123.1302888
BP-2021-04923 | 2021-09-20 | 2023-01-31 | 498 | 15000 | Demolition / Deconstruction | 1720 E 34TH AVENUE, Vancouver, BC V5P 1A3 | Low Density Housing - Demolition / Deconstruction - To demolish the existing one family dwelling building ($15,000) on this site by means of green demolition. Green Demolition Conditions Apply : 75% Recycling Rate of Building Materials Required |  | Bhupinder (Raj) Singh DBA: Raj Home Design | 6625 Fraser St Vancouver, BC V5X3T6 | Dwelling Uses | Single Detached House | Van-City Excavating Ltd |  | 2023 | Kensington-Cedar Cottage | {"coordinates":[-123.0706427,49.239063],"type":"Point"} | 2023-01 | 49.239063, -123.0706427
BP-2022-03490 | 2022-07-11 | 2023-01-09 | 182 | 15000 | Demolition / Deconstruction | 3959 W 36TH AVENUE, Vancouver, BC V6N 2S7 | Low Density Housing - Demolition / Deconstruction - To demolish the existing one family dwelling building ($15,000) on this site by means of deconstruction. Demo Declaration – Harpinder Dhillon, Van-City Excavating Ltd Tele: 604-782-7406 This permit is subject to the Green Demolition Bylaw (11023) Pre-1950 with Character Merit: Green Demolition Conditions Apply 90% Recycling Rate of Building Materials Required |  | Eric Law DBA: Eric Law Architect | #216 - 288 W 8th Avenue Vancouver, BC V5Y 1N5 | Dwelling Uses | Single Detached House | Van-City Excavating Ltd |  | 2023 | Dunbar-Southlands | {"coordinates":[-123.1926056,49.2398206],"type":"Point"} | 2023-01 | 49.2398206, -123.1926056
DB-2022-00526 | 2022-02-03 | 2023-01-27 | 358 | 704082.5 | New Building | 3441 FRANKLIN STREET, Vancouver, BC V5K 1Y4 | Low Density Housing - New Building - To construct a 3-storey duplex with secondary suites and a detached accessory building (garage) at the rear providing 2 parking spaces, and a surface parking having vehicular access from the lane. The entire building to be sprinklered to 2x NFPA 13D. Note: This is a 2 storey building pursuant to the Zoning and Development By-Law ******THIS PERMIT HAS BEEN ISSUED UNDER THE REQUIREMENTS OF VBBL 2019****** NOTE: To achieve the required FSR a floor space exclusion of 2% has been applied to this application as per section 10.15.1 of the district schedule, to accommodate improved building performance. 1.\tCovenant registered at the Land Title Office under CB424317-CB424318 2.\tNo strata titling permitted for secondary suites 3.\tA/C located in front and rear yard. 4.\tNo bar sink located in 5.\tSchedule B Jason Hui P.Eng (778-319-3403) Structural and Geotechnica 6.\tBC Housing Yuvraj Properties Ltd. All rooms adjacent to East exposing building face shall be sprinklered. "Combustible projections or roof soffits on an exposing building face shall not project to less than .45m from the property line and shall be in compliance with VBBL 2019 9.10.15.5.(9)" Assigned Addressing: FRONT UNIT #1-3441 Franklin St - Principal Dwelling (south side 1st-3rd floor) #2-3441 Franklin St - Secondary Suite (south side basement) BACK UNIT #1-3443 Franklin St - Principal Dwelling (north side 1st-3rd floor) #2-3443 Franklin St - Secondary Suite (north side basement) | New Build - Low Density Housing | Dinkar Wason DBA: Yuvraj Properties Ltd | 2380 E 53rd Ave Vancouver, BC V5S1V8 | Dwelling Uses | Duplex | Yuvraj Properties Ltd | 636 E 47TH AV Vancouver, BC V5W 2B4 | 2023 | Hastings-Sunrise | {"coordinates":[-123.0297023,49.282316],"type":"Point"} | 2023-01 | 49.282316, -123.0297023
BP-2022-03778 | 2022-07-27 | 2023-01-17 | 174 | 15000 | Demolition / Deconstruction | 875 W 23RD AVENUE, Vancouver, BC V5Z 2B1 | Low Density Housing - Demolition / Deconstruction - To demolish the existing one family dwelling building ($15,000) on this site by means of deconstruction. This permit is subject to the Green Demolition Bylaw (11023) Note: Pre-1950 recycling requirement: 90% of non-hazardous construction waste ***This permit is issued under the VBBL 2019, with updated energy requirements as per bylaw # 12997 effective Jan 01, 2022.*** |  | Khang Nguyen DBA: Architrix Design Studio | 289 Alexander Street # 216 Vancouver, BC V6A4H6 | Dwelling Uses | Single Detached House | UnBuilders Deconstruction Inc | 8729 AISNE ST Unit Vancouver, BC V6P 3P1 | 2023 | South Cambie | {"coordinates":[-123.1238226,49.2510152],"type":"Point"} | 2023-01 | 49.2510152, -123.1238226
DB-2023-00052 | 2023-01-06 | 2023-01-26 | 20 | 150000 | Addition / Alteration | 5885 YEW STREET #3, Vancouver, BC V6M 3Y5 | Field Review - Addition / Alteration - #3-5885 Yew St. - 4th floor Interior alterations to renovate this existing dwelling unit #3 on the 4th floor of this existing multiple dwelling building. The scope of work includes reconfiguring the kitchen, removing a non-load bearing wall at the foyer, and replacing finishes and fixtures. OK to open DB for DTI, per K. Clark January 5, 2023 | Renovation - Residential - Lower Complexity | Stefan Kostynowicz DBA: Beyond Beige Interior Design | 1121 15th St West North Vancouver, BC V7H1N7 | Dwelling Uses | Multiple Dwelling | 0942432 BC Ltd |  | 2023 | Kerrisdale | {"coordinates":[-123.1589859,49.2329952],"type":"Point"} | 2023-01 | 49.2329952, -123.1589859
BP-2022-05205 | 2022-11-17 | 2023-01-18 | 62 | 0 | Salvage and Abatement | 5890 CLARENDON STREET, Vancouver, BC V5R 3K6 | Low Density Housing - Salvage and Abatement - Salvage and Abatement Permit only for Building permit: DB-2022-03979 and to be completed under the supervision of a qualified professional. This permit does not authorize demolition, deconstruction or construction work. QP: BCQP Environmental Inc. (Peter R. Van Bakel) |  | David Mah DBA: David S Mah Architect | 663D Market Hill Vancouver, BC V5Z 4B5 | Dwelling Uses | Dwelling Unit | Koko Construction Ltd. |  | 2023 | Victoria-Fraserview | {"coordinates":[-123.0547995,49.230371],"type":"Point"} | 2023-01 | 49.230371, -123.0547995
DB-2022-04961 | 2022-11-01 | 2023-01-05 | 65 | 55000 | Addition / Alteration | 567 E HASTINGS STREET, Vancouver, BC V6A 1P9 | Field Review - Addition / Alteration - To change the use from Community Centre (A2) to Retail Store (E), and to alter the exterior and interior of this existing one-storey commercial building to remove the unauthorized rear addition and to provide improvements for the new retail store tenant. Scope of work: - To remove a washroom, interior doors & walls, plumbing fixtures - To install shelves, equipment, millwork, electrical and plumbing cap off. OK for Field Review as per A. Patterson Energy Upgrade: E2 - Lighting - Upgrade to incorporate Automatic Full OFF (per 9.4.1.1.(h) of ASHRAE 90.1-2016) | Renovation - Commercial/ Mixed Use - Lower Complexity | JOHNNY LEUNG | 220-11300 River Road Richmond, BC V6X1Z5 | Retail Uses | Retail Store |  |  | 2023 | Strathcona | {"coordinates":[-123.091862,49.2814954],"type":"Point"} | 2023-01 | 49.2814954, -123.091862
DB-2022-03360 | 2022-06-29 | 2023-01-18 | 203 | 300000 | Addition / Alteration | 2605 KASLO STREET, Vancouver, BC V5M 3G9 | High Density Housing / Commercial - Addition / Alteration - Interior and exterior alterations to combine unit 2605 Kaslo and 2633 Kaslo and change the use to Manufacturing Uses: Miscellaneous Products Manufacturing - Class B. as a SHELL space. Separate permit is required for future tenant improvements. VBBL2019 - NFPA 13 |  | Glen Stokes DBA: Carscadden Stokes McDonald Architects Inc | 310 - 1930 Pandora Street Vancouver, BC V5L 0C7 | Manufacturing Uses | Miscellaneous Products Mfg-Class B |  |  | 2023 | Hastings-Sunrise | {"coordinates":[-123.0470763,49.2626427],"type":"Point"} | 2023-01 | 49.2626427, -123.0470763
BP-2022-05557 | 2022-12-19 | 2023-01-24 | 36 | 0 | Salvage and Abatement | 285 E 64TH AVENUE, Vancouver, BC V5X 2M5 | Low Density Housing - Salvage and Abatement - Salvage and Abatement Permit only for Building permit: DB-2022-05292 and to be completed under the supervision of a qualified professional. This permit does not authorize demolition, deconstruction or construction work. QP: Kinetic OHS Services Ltd. (Ramin Hamidnejad) |  | Vikram Dutta | 228 E 63rd Ave Vancouver, BC V5X 2J7 | Dwelling Uses | Dwelling Unit |  |  | 2023 | Sunset | {"coordinates":[-123.1005498,49.2128832],"type":"Point"} | 2023-01 | 49.2128832, -123.1005498
BP-2022-04779 | 2022-10-18 | 2023-01-25 | 99 | 0 | Salvage and Abatement | 2924 VENABLES STREET, Vancouver, BC V5K 4X8 | Enquiry Centre - Salvage and Abatement - Interior alterations to allow salvage of non-structural building components prior to or during abatement work and removal of non-structural hazardous materials in this existing multiple dwelling building Related to demolition permit DB-2022-04777. Issued separately. QP: Ramin Hamidnejad, CRSP, Kinetic OHS Services Ltd. |  | Brian Larmer | 201-204 Cayer Street Coquitlam, BC V3K 5B1 | Dwelling Uses | Multiple Dwelling | Dallas Watt Demo Ltd |  | 2023 | Hastings-Sunrise | {"coordinates":[-123.0431948,49.2761289],"type":"Point"} | 2023-01 | 49.2761289, -123.0431948
BP-2022-04837 | 2022-10-21 | 2023-01-12 | 83 | 0 | Salvage and Abatement | 3233 W 14TH AVENUE, Vancouver, BC V6K 2Y2 | Low Density Housing - Salvage and Abatement - Salvage and Abatement Permit only for Building permit: DB-2022-04247 and to be completed under the supervision of a qualified professional. This permit does not authorize demolition, deconstruction or construction work. QP: Kinetic OHS Services Ltd. (Ramin Hamidnejad) |  | Yu Xian | 2138 E 12th Avenue Vancouver, BC V5N 2B3 | Dwelling Uses | Single Detached House | AKAL DEMOLITION & EXCAVATING LTD |  | 2023 | Kitsilano | {"coordinates":[-123.1768269,49.2599543],"type":"Point"} | 2023-01 | 49.2599543, -123.1768269
BP-2022-01659 | 2022-03-31 | 2023-01-03 | 278 | 15000 | Demolition / Deconstruction | 5584 RUPERT STREET, Vancouver, BC V5R 2K5 | Low Density Housing - Demolition / Deconstruction - To demolish the existing one family dwelling building ($15,000) on this site by means of deconstruction. Demolition – Pre 1950’s Green Demolition Conditions Apply. 75% Recycling Rate of Building Materials Required This permit is subject to the Green Demolition Bylaw (11023) Note: Demo Declaration by Deconstruction – Dryland Excavating Ltd. (Sarabjit Kang) (604-825-2168) |  | Vincent Wan DBA: D.V. Design Ltd. | 4038 Toronto Street Port Coquitlam, BC V3B6X8 | Dwelling Uses | Single Detached House | Dryland Excavating Ltd |  | 2023 | Renfrew-Collingwood | {"coordinates":[-123.0426734,49.234309],"type":"Point"} | 2023-01 | 49.234309, -123.0426734
DB-2021-06131 | 2021-11-23 | 2023-01-18 | 421 | 977500 | New Building | 1537 W 59TH AVENUE, Vancouver, BC V6P 1Z1 | Low Density Housing - New Building - To construct a 2 storey + basement one-family dwelling ($977,500) with a detached accessory building (garage), at the rear providing 3 parking spaces, having vehicular access from the lane. Note: This Building Permit will remain in a suspended status until the associated (green) Demolition Permit BP-2022-00414 is completed. Note: The entire building, INCLUDING THE ATTACHED GARAGE (if applicable), to be sprinklered to NFPA 13D. 1- Bar/Sink proposed in basement 2- A/C unit proposed in rear yard and second storey 3- Schedule B: Henry SN. Hsu P.Eng (604.322.7158) Structural 4- Schedule B: Ward Phillips P.Eng (604.716.8881) Geotechnical 5- HPO: Residential Builder - Ketler Construction Ltd. Address notes: 1537 W 59th Av - One Family Dwelling (1st - 3rd floor, & basement) Address number assigned as per approved plans for Fire and Emergency response. The address number is to be posted and to the building and to be visible from the street in accordance with the Building By-law prior to final inspection. ******THIS PERMIT HAS BEEN ISSUED UNDER THE REQUIREMENTS OF VBBL #12511 (2019)****** | New Build - Low Density Housing | David Wootton DBA: Willow Creek Designs | 6798 London Drive Delta, BC V4K 4W8 | Dwelling Uses | Single Detached House w/Sec Suite |  |  | 2023 | Marpole | {"coordinates":[-123.1416433,49.2178903],"type":"Point"} | 2023-01 | 49.2178903, -123.1416433
DB-2022-05117 | 2022-11-14 | 2023-01-18 | 65 | 1000 | Addition / Alteration | 7410 MAIN STREET, Vancouver, BC V5X 3J8 | Field Review - Addition / Alteration - CF-2021-011657 - Exterior alterations to repair and validate the covered deck (12'x14') on the rear of this existing One Family Dwelling with a secondary suite. Ok for Field Review as per J. Zhang DBI to determine if Structural schedule is required | Renovation - Residential - Lower Complexity | Sukhwinder Gill DBA: Gill's Construction Ltd. | 66 West 44th Avenue Vancouver, BC V5Y2V1 | Dwelling Uses | Single Detached House | Gill's Construction Ltd | 66 W 44TH AV Vancouver, BC V5Y 2V1 | 2023 | Sunset | {"coordinates":[-123.1015394,49.217477],"type":"Point"} | 2023-01 | 49.217477, -123.1015394
BP-2023-00059 | 2023-01-06 | 2023-01-31 | 25 | 12000 | Addition / Alteration | 1134 E 24TH AVENUE, Vancouver, BC V5V 2B2 | Field Review - Addition / Alteration - To decommission the suite on the lower floor and return this property into a Single Family Dwelling. Scope of work includes: 1) Restoring the interconnection between the lower and upper floor by adding a door from the Rec. room. 2) Removal of the range and hood fan. Note to applicant: The services of a structural engineer may be required, based upon site inspection by the District Building Inspector. A Sprinkler permit may be required, as determined by the District Building Inspector. Energy checklist is currently no longer required with your Building Permit (BP) application. Some supporting documents are still required at BP stage, specifically Envelope and HVAC, if applicable. Service Water Heating and Lighting supporting documents, if applicable, must be submitted with your related Trades permits (e.g. electrical and plumbing | Renovation - Residential - Lower Complexity | Aida Ziari DBA: Stylux Design and Construction | 775-333 Brooksbank Ave North Vancouver, BC V7J 3S8 | Dwelling Uses | Single Detached House |  |  | 2023 | Kensington-Cedar Cottage | {"coordinates":[-123.081051,49.2488845],"type":"Point"} | 2023-01 | 49.2488845, -123.081051
BP-2022-05269 | 2022-11-23 | 2023-01-12 | 50 | 750000 | Addition / Alteration | 1199 W PENDER STREET, Vancouver, BC V6E 2R1 | Field Review - Addition / Alteration - #770, #775, #780 , #785- 7th floor (demised from #700) Interior alterations to demise office unit #700 into 4 office units to be #770, #775, #780 and #785 on the 7th floor in this existing commercial building. Scope of work: construct new demising walls and remove/construct partition walls, doors, finishes, finishes, ceiling work, lighting, electrical, plumbing, mechanical and sprinkler work. Letters of Assurance submitted by: Schedule A and Architectural Schedule B, Barry Richard Weih, Architect, ph: 604-685-3529 Mechanical and Plumbing Schedule B, Eric Cresswell, P.Eng., ph: 604-684-5995 Electrical Schedule B, Sonia Mollaei, P.Eng., ph: 778-833-0908 OK for Field Feview as per N. Jalakamalki, November 23, 2022. E2 - Lighting - Upgrade to Restricted to Manual ON (per 9.4.1.1.(b) of ASHRAE 90.1-2016) Energy checklist is currently no longer required with your Building Permit (BP) application. Some supporting documents are still required at BP stage, specifically Envelope and HVAC, if applicable. Service Water Heating and Lighting supporting documents, if applicable, must be submitted with your related trades permits (e.g. electrical and plumbing). All energy upgrades will be checked during inspections stage. It is the applicant’s responsibility to identify and note all required upgrades including energy upgrades on their BP drawings at BP stage. | Renovation - Commercial/ Mixed Use - Lower Complexity | Janice Hamilton DBA: WA Architects | 950 - 1500 W Georgia Street Vancouver, BC V6G 2Z6 | Office Uses | General Office |  |  | 2023 | Downtown | {"coordinates":[-123.1229423,49.288471],"type":"Point"} | 2023-01 | 49.288471, -123.1229423
BP-2022-05061 | 2022-11-08 | 2023-01-27 | 80 | 864000 | Addition / Alteration | 1120 E 7TH AVENUE, Vancouver, BC | Field Review - Addition / Alteration - Vocational College building B (1120 E 7th Ave) re: BP-2022-05067 Interior alterations to renovate the foundation department on the ground floor of this existing Vocational College building B (1120 E 7th Ave) on this site. Okay for Field Review by J Zhang November 8 2022. Letters of assurance provided by: Bassem Tawfik, Reg. Arch, Schedule A, Architectural Sched B. Kevin Hill P.Eng, Plumbing, Mechanical, Fire Supression Schedule B. Roger Dupuis, P.Eng, Electrical Schedule B. Energy: E2-Retrofit path: 1@E2/ E2 - Lighting - Upgrade to Local Control (per 9.4.1.1.(a) of ASHRAE 90.1-2016) | Renovation - Commercial/ Mixed Use - Lower Complexity | Bassem Tawfik DBA: KMBR Architects Planner Inc. | 1788 w 8th Vancouver, BC V6J 1V6 | Institutional Uses | School - University or College |  |  | 2023 | Mount Pleasant | {"coordinates":[-123.0803634,49.2633052],"type":"Point"} | 2023-01 | 49.2633052, -123.0803634
BP-2022-05067 | 2022-11-08 | 2023-01-27 | 80 | 0 | Addition / Alteration | 1155 E BROADWAY, Vancouver, BC V5T 4V5 | Field Review - Addition / Alteration - Vocational College building A (1155 E Broadway) re: BP-2022-05061 Interior alterations to renovate the Disability exam room on the level 3 of this existing Vocational College building A(1155 E Broadway) on this site. Letters of assurance submitted by: Bassem Taweik, Reg Architect, Schedule A, Architectural Schedule B. Kevin Hill, Prof Eng, Mechanical, Plumbing, Fire Supression Schedule B. Roger Dupiis P.Eng, Electrical Schedule B. Energy: E2 - Retrofit Path: 1 @ E2; E2 - Lighting - Upgrade to Local Control (per 9.4.1.1.(a) of ASHRAE 90.1-2016) | Renovation - Commercial/ Mixed Use - Lower Complexity | Bassem Tawfik DBA: KMBR Architects Planner Inc. | 1788 w 8th Vancouver, BC V6J 1V6 | Institutional Uses | School - University or College |  |  | 2023 | Mount Pleasant | {"coordinates":[-123.0803743,49.2633505],"type":"Point"} | 2023-01 | 49.2633505, -123.0803743
BP-2022-04341 | 2022-09-09 | 2023-01-03 | 116 | 0 | Addition / Alteration | 2583 E 10TH AVENUE, Vancouver, BC V5M 4T7 | High Density Housing / Commercial - Addition / Alteration - 2583 E 10th Avenue – Building F5: Building Permit for BP-2022-04326 (Site Permit) for exterior alterations for building envelope remediation to this existing 2-storey multiple dwelling building on this site. Scope of work includes: 1) Installation of glass canopies throughout the site at various buildings. Only select units will have glass canopies installed. 2) Replacement of existing fences and gates. Fence height is to comply with Section 10.9 of the Zoning and Development By-law. 3) No change in building height, and roof slopes are proposed. 4) Removal of unauthorized roof extension at Building D at #PH2 - 2588 E Broadway (SL 58) 5) Removal of unauthorized construction at Building D at PH3 - 2533 Penticton Street (SL43) Notes: 1. Work is for exterior repairs only. 2. No electrical or interior work proposed. 3. Application approved under VBBL 2019 (#12511) 4. Building envelope professional: Jameson Vong at 604.454.0402 |  | Jameson Vong DBA: Morrison Hershfield Ltd. | #310 - 4321 Still Creek Drive Burnaby, BC V5C 6S7 | Dwelling Uses | Multiple Dwelling |  |  | 2023 | Renfrew-Collingwood | {"coordinates":[-123.0545265,49.2615041],"type":"Point"} | 2023-01 | 49.2615041, -123.0545265
BP-2022-04333 | 2022-09-09 | 2023-01-03 | 116 | 0 | Addition / Alteration | 2528 E BROADWAY, Vancouver, BC V5M 4V2 | High Density Housing / Commercial - Addition / Alteration - 2528 E Broadway – Building C2: Building Permit for BP-2022-04326 (Site Permit):for exterior alterations for building envelope remediation to this existing 9-storey multiple dwelling building on this site. Scope of work includes: 1) Installation of glass canopies throughout the site at various buildings. Only select units will have glass canopies installed. 2) Replacement of existing fences and gates. Fence height is to comply with Section 10.9 of the Zoning and Development By-law. 3) No change in building height, and roof slopes are proposed. 4) Removal of unauthorized roof extension at Building D at #PH2 - 2588 E Broadway (SL 58) 5) Removal of unauthorized construction at Building D at PH3 - 2533 Penticton Street (SL43) Notes: 1. Work is for exterior repairs only. 2. No electrical or interior work proposed. 3. Application approved under VBBL 2019 (#12511) 4. Building envelope professional: Jameson Vong at 604.454.0402 |  | Jameson Vong DBA: Morrison Hershfield Ltd. | #310 - 4321 Still Creek Drive Burnaby, BC V5C 6S7 | Dwelling Uses | Multiple Dwelling |  |  | 2023 | Renfrew-Collingwood | {"coordinates":[-123.0545265,49.2615041],"type":"Point"} | 2023-01 | 49.2615041, -123.0545265
BP-2022-04338 | 2022-09-09 | 2023-01-03 | 116 | 0 | Addition / Alteration | 2483 E 10TH AVENUE, Vancouver, BC V5M 4T7 | High Density Housing / Commercial - Addition / Alteration - 2483 E 10th Avenue – Building F2: Building Permit for BP-2022-04326 (Site Permit) for exterior alterations for building envelope remediation to this existing 2-storey multiple dwelling building on this site. Scope of work includes: 1) Installation of glass canopies throughout the site at various buildings. Only select units will have glass canopies installed. 2) Replacement of existing fences and gates. Fence height is to comply with Section 10.9 of the Zoning and Development By-law. 3) No change in building height, and roof slopes are proposed. 4) Removal of unauthorized roof extension at Building D at #PH2 - 2588 E Broadway (SL 58) 5) Removal of unauthorized construction at Building D at PH3 - 2533 Penticton Street (SL43) Notes: 1. Work is for exterior repairs only. 2. No electrical or interior work proposed. 3. Application approved under VBBL 2019 (#12511) 4. Building envelope professional: Jameson Vong at 604.454.0402 |  | Jameson Vong DBA: Morrison Hershfield Ltd. | #310 - 4321 Still Creek Drive Burnaby, BC V5C 6S7 | Dwelling Uses | Multiple Dwelling |  |  | 2023 | Renfrew-Collingwood | {"coordinates":[-123.0545265,49.2615041],"type":"Point"} | 2023-01 | 49.2615041, -123.0545265
BP-2022-04339 | 2022-09-09 | 2023-01-03 | 116 | 0 | Addition / Alteration | 2523 E 10TH AVENUE, Vancouver, BC V5M 4T7 | High Density Housing / Commercial - Addition / Alteration - 2523 E 10th Avenue – Building F3: Building Permit for BP-2022-04326 (Site Permit) for exterior alterations for building envelope remediation to this existing 2-storey multiple dwelling building on this site. Scope of work includes: 1) Installation of glass canopies throughout the site at various buildings. Only select units will have glass canopies installed. 2) Replacement of existing fences and gates. Fence height is to comply with Section 10.9 of the Zoning and Development By-law. 3) No change in building height, and roof slopes are proposed. 4) Removal of unauthorized roof extension at Building D at #PH2 - 2588 E Broadway (SL 58) 5) Removal of unauthorized construction at Building D at PH3 - 2533 Penticton Street (SL43) Notes: 1. Work is for exterior repairs only. 2. No electrical or interior work proposed. 3. Application approved under VBBL 2019 (#12511) 4. Building envelope professional: Jameson Vong at 604.454.0402 |  | Jameson Vong DBA: Morrison Hershfield Ltd. | #310 - 4321 Still Creek Drive Burnaby, BC V5C 6S7 | Dwelling Uses | Multiple Dwelling |  |  | 2023 | Renfrew-Collingwood | {"coordinates":[-123.0545265,49.2615041],"type":"Point"} | 2023-01 | 49.2615041, -123.0545265
BP-2022-04340 | 2022-09-09 | 2023-01-03 | 116 | 0 | Addition / Alteration | 2533 E 10TH AVENUE, Vancouver, BC V5M 4T7 | High Density Housing / Commercial - Addition / Alteration - 2533 E 10th Avenue – Building F4: Building Permit for BP-2022-04326 (Site Permit) for exterior alterations for building envelope remediation to this existing 2-storey multiple dwelling building on this site. Scope of work includes: 1) Installation of glass canopies throughout the site at various buildings. Only select units will have glass canopies installed. 2) Replacement of existing fences and gates. Fence height is to comply with Section 10.9 of the Zoning and Development By-law. 3) No change in building height, and roof slopes are proposed. 4) Removal of unauthorized roof extension at Building D at #PH2 - 2588 E Broadway (SL 58) 5) Removal of unauthorized construction at Building D at PH3 - 2533 Penticton Street (SL43) Notes: 1. Work is for exterior repairs only. 2. No electrical or interior work proposed. 3. Application approved under VBBL 2019 (#12511) 4. Building envelope professional: Jameson Vong at 604.454.0402 |  | Jameson Vong DBA: Morrison Hershfield Ltd. | #310 - 4321 Still Creek Drive Burnaby, BC V5C 6S7 | Dwelling Uses | Multiple Dwelling |  |  | 2023 | Renfrew-Collingwood | {"coordinates":[-123.0545265,49.2615041],"type":"Point"} | 2023-01 | 49.2615041, -123.0545265
BP-2022-04687 | 2022-10-11 | 2023-01-12 | 93 | 350000 | Addition / Alteration | 666 BURRARD STREET, Vancouver, BC V6C 2X8 | Field Review - Addition / Alteration - #2348 - 23rd Floor (#2348 & #2358 combined) Interior alterations to provide tenant improvements to an existing office tenant to expand into an adjacent unit on the 23rd floor, combining #2348 & #2358, in this existing commercial building building on the site. Scope of work: demo demising wall and partition walls, and construct new partition walls, glazed panels, doors for new layout. Electrical, plumbing, sprinklers to suit. OK For Field Review as per N. Jalalkamali Oct 7, 2022 Letters of Assurance submitted: Schedule A by Glenn Roethlingshoefer, Architect, AIBC. ph#604-631-4544 Architectural Schedule B by Glenn Roethlingshoefer, Architect, AIBC. ph#604-631-4544 Mechanical/Plumbing Schedule B by Kai Chen, P.Eng. Ph#604-687-1800. Electrical Schedule B by Roger Dupuis, P. Eng., LEED AP. ph#604-569-6500. E2 - Lighting - Upgrade to incorporate Scheduled Shutoff (per 9.4.1.1.(i) of ASHRAE 90.1-2016) | Renovation - Commercial/ Mixed Use - Lower Complexity | Reotech Construction Ltd. DBA: Reotech Construction Ltd | #108-1550 Hartley Avenue Coquitlam, BC V3K 7A1 | Office Uses | General Office | Reotech Construction Ltd | 1550 Hartley Av Unit 108 Coquitlam, BC V3K 7A1 | 2023 | Downtown | {"coordinates":[-123.1193112,49.2849695],"type":"Point"} | 2023-01 | 49.2849695, -123.1193112
BP-2022-05326 | 2022-11-29 | 2023-01-18 | 50 | 130000 | Addition / Alteration | 1055 DUNSMUIR STREET, Vancouver, BC V7X 1J1 | Field Review - Addition / Alteration - #594 - 5th floor (#584 and #594 combining) Interior alterations only to combine #584 and #594 (retaining #594) on the 5th floor in this existing commercial building. Scope of work: Remove and install walls and doors, expand lunch room, millwork, sprinkler electrical, and finishes. Tenant: VOPAY International Inc. OK for field review as per Nehzat J, November 29, 2022. Building Sprinklered – Separate sprinkler permit required for proposed sprinkler work. DBI to determine on site if Schedule B, Structural, is required. E2 - Retrofit Path: BOMA BESt (Path 1) - No Additional Upgrades Req'd. Energy checklist is currently no longer required with your Building Permit application. Some supporting documents are still required at BP stage, specifically Envelope and HVAC, if applicable. Service Water Heating and Lighting supporting documents, if applicable, must be submitted with your related trades permits (e.g. electrical and plumbing). All energy upgrades will be checked during inspections stage. It is the applicant's responsibility to identify and note all required upgrades including energy upgrades on their BP drawings at BP stage. | Renovation - Commercial/ Mixed Use - Lower Complexity | Dena Burr DBA: Epic Spaces Inc. | #2000-1500 W. Georgia Street Vancouver, BC V6G 2Z6 | Office Uses | General Office | Epic Spaces Inc | 1021 W HASTINGS ST Unit 900 Vancouver, BC V6E 0C3 | 2023 | Downtown | {"coordinates":[-123.1209561,49.2865896],"type":"Point"} | 2023-01 | 49.2865896, -123.1209561
BP-2022-00660 | 2022-02-10 | 2023-01-12 | 336 | 15000 | Demolition / Deconstruction | 2721 W 7TH AVENUE, Vancouver, BC V6K 1Z3 | Low Density Housing - Demolition / Deconstruction - DEMOLITION BY DECONSTRUCTION To demolish the existing one family dwelling building ($15,000) on this site by means of deconstruction. Demolition – Pre 1950’s Pre-1950 Green Demolition Conditions Apply : 75% Recycling Rate of Building Materials Required This permit is subject to the Green Demolition Bylaw (11023) Note: Demo Declaration by Deconstruction – JVT Excavating & Demolition Ltd. (Sukh Kang) (778)893-1643 |  | Alex Chuy DBA: Home Line Construction & Renovations Ltd | 2757 E 53rd Av Vancouver, BC V5S 1W3 | Dwelling Uses | Single Detached House | JVT EXCAVATING & DEMOLITION LTD |  | 2023 | Kitsilano | {"coordinates":[-123.1670883,49.2660221],"type":"Point"} | 2023-01 | 49.2660221, -123.1670883
BP-2022-02371 | 2022-05-05 | 2023-01-11 | 251 | 0 | Salvage and Abatement | 3422 PANDORA STREET, Vancouver, BC V5K 1W8 | Low Density Housing - Salvage and Abatement - Salvage and Abatement Permit only for Building permit: DB-2022-00519 and to be completed under the supervision of a qualified professional. This permit does not authorize demolition, deconstruction or construction work. Deconstruction Permit: BP-2022-02370 QP: MCA Environmental Consulting Inc. |  | Vincent Wan DBA: D.V. Design Ltd. | 4038 Toronto Street Port Coquitlam, BC V3B6X8 | Dwelling Uses | Single Detached House | JVT EXCAVATING & DEMOLITION LTD |  | 2023 | Hastings-Sunrise | {"coordinates":[-123.0302549,49.2827006],"type":"Point"} | 2023-01 | 49.2827006, -123.0302549
DB-2022-01071 | 2022-02-28 | 2023-01-31 | 337 | 697750 | New Building | 2040 MANNERING AVENUE, Vancouver, BC V5N 3C3 | Low Density Housing - New Building - To construct a 2 storey two-family dwelling ($697,750) with a detached accessory building (garage) at the rear providing 2 parking spaces, having vehicular access from the 20' lane. Note: The entire building, INCLUDING THE ATTACHED GARAGE (if applicable), to be sprinklered to 2 x NFPA 13D 1.\tA/C proposed – Exterior component located in Rear, Interior component located in 1/2 storey (third floor) 2.\tSchedule B: (B.S. Sidhu) P.Eng (604.339-0034) Structural & Geotechnical 3.\tHPO: Residential Builder- BAB Homes Ltd Note: This is a 2 storey building pursuant to the Zoning and Development By-Law Address Information: Principle Dwelling (Front/North): 2040 Mannering Av Principle Dwelling (Back/South): 2042 Mannering Av Address numbers assigned as per approved plans for Fire and Emergency response. The address numbers are to be posted to the building to be visible from the street and in accordance with the Building By-law prior to final inspection. **THIS PERMIT HAS BEEN ISSUED UNDER THE REQUIREMENTS OF VBBL #12511 (2019)** PPC, builder | New Build - Low Density Housing | Kanwal Sekhon DBA: 88 Homes LTD. | 8088 13th Ave Burnaby , BC V3N 2G2 | Dwelling Uses | Duplex | BAB Homes Ltd | 8089 11 Avenue Burnaby, BC V3N 3N8 | 2023 | Kensington-Cedar Cottage | {"coordinates":[-123.0641715,49.2404274],"type":"Point"} | 2023-01 | 49.2404274, -123.0641715
BP-2022-03731 | 2022-07-25 | 2023-01-09 | 168 | 900000 | Addition / Alteration | 4566 W 10TH AVENUE, Vancouver, BC V6R 2J1 | High Density Housing / Commercial - Addition / Alteration - Interior alterations and change of occupancy to this entire single storey commercial building from Bank office (D) to Public Library (A2). 2019 VBBL. |  | Michelle Fenton DBA: Khora Architecture + Interiors | 318 Homer Street Suite 701 Vancouver, BC V6B 2V2 | Cultural/Recreational Uses | Library |  |  | 2023 | West Point Grey | {"coordinates":[-123.2110453,49.2635822],"type":"Point"} | 2023-01 | 49.2635822, -123.2110453
BP-2022-03198 | 2022-06-20 | 2023-01-16 | 210 | 15000 | Demolition / Deconstruction | 5331 SHERBROOKE STREET, Vancouver, BC V5W 3M6 | Low Density Housing - Demolition / Deconstruction - To demolish the existing one family dwelling building ($15,000.00) on this site by means of deconstruction. This permit is subject to the Green Demolition Bylaw (11023) Note: Pre-1950 recycling requirement: 75% of non-hazardous construction waste |  | Hardeep Garcha | 475 E 47th Ave Vancouver, BC V5W2B3 | Dwelling Uses | Single Detached House | Bhullar Excavating and Demolition |  | 2023 | Kensington-Cedar Cottage | {"coordinates":[-123.0814698,49.2363298],"type":"Point"} | 2023-01 | 49.2363298, -123.0814698
BP-2022-01216 | 2022-03-08 | 2023-01-09 | 307 | 15000 | Demolition / Deconstruction | 334 E 35TH AVENUE, Vancouver, BC V5W 1A8 | Low Density Housing - Demolition / Deconstruction - To demolish the existing one family dwelling building ($15,000) on this site by means of deconstruction. Green Demolition Conditions Apply 75% Recycling Rate of Building Materials Required This permit is subject to the Green Demolition Bylaw (11023) |  | Gurpreet Thind | 10471 Seahaven Drive Richmond, BC V7A 4C7 | Dwelling Uses | Single Detached House | Bhullar Excavating and Demolition |  | 2023 | Riley Park | {"coordinates":[-123.0987326,49.2386783],"type":"Point"} | 2023-01 | 49.2386783, -123.0987326
BP-2022-05606 | 2022-12-22 | 2023-01-16 | 25 | 15000 | Temporary Building / Structure | 1055 CANADA PLACE, Vancouver, BC V6C 0C3 | High Density Housing / Commercial - Temporary Building / Structure - SPECIAL EVENT: To erect and install a 20' height x 60' wide x 10' deep truss structure for the Coastal Lunar Lantern Festival for a limited period of time expiring February 16, 2023. Note: This application and associated documents were reviewed and approved under the current by-law (VBBL (2019) #12511). |  | Michael Lin DBA: ACSEA | 103 - 618 E Kent Avenue Vancouver, BC V5X 0B1 | Cultural/Recreational Uses | Hall |  |  | 2023 | Downtown | {"coordinates":[-123.1161647,49.2895962],"type":"Point"} | 2023-01 | 49.2895962, -123.1161647
BP-2022-03305 | 2022-06-24 | 2023-01-25 | 215 | 1700000 | Addition / Alteration | 855 E 19TH AVENUE, Vancouver, BC V5V 1K6 | High Density Housing / Commercial - Addition / Alteration - Interior and exterior alterations, addition and to convert this existing one-family dwelling listed on the Vancouver Heritage Registry to a two storey multiple dwelling containing 3 dwelling units ($1,100,000) and to stratify the lot. ******Reviewed under the provisions of VBBL 2019******** To be sprinklered to NFPA 13R Refer to DP-2021-00550 for development permit Refer to BP-2022-03306 for Infill permit |  | Khang Nguyen DBA: Architrix Design Studio | 289 Alexander Street # 216 Vancouver, BC V6A4H6 | Dwelling Uses | Multiple Conversion Dwelling | Saint Construction Management Ltd | 2323 BOUNDARY ROAD Unit 208 Vancouver, BC V5M 4V8 | 2023 | Kensington-Cedar Cottage | {"coordinates":[-123.0862971,49.2539175],"type":"Point"} | 2023-01 | 49.2539175, -123.0862971
DB-2022-05236 | 2022-11-21 | 2023-01-04 | 44 | 5000000 | Addition / Alteration | 910 W 10TH AVENUE, Vancouver, BC V5Z 1M9 | Field Review - Addition / Alteration - Jim Pattison Pavilion North - Basement Exterior and interior alterations to provide improvements for a chiller expansion, medical gas upgrade and extension of existing anesthetic gas scavenging system to Biomedical Engineering workrooms in the basement level of this existing hospital building on this site. OK for DB per B. Duffix OK for Field Review per W. Wong Letters of Assurance submitted by: Schedule A and Architectural Schedule B, Gek Mei Tan, Architect AIBC, ph: 604-669-7710 Structural Schedule B, Thomas Pogorzelec, P.Eng., ph: 604-688-9861 Mechanical and Plumbing Schedule B, Alireza Khaleghi, P.Eng., ph: 604-696-8000 Electrical Schedule B, Gordon R. Thomson, P.Eng., ph: 604-685-9381 Energy Exempt: Equipment Energy checklist is currently no longer required with your Building Permit (BP) application. Some supporting documents are still required at BP stage, specifically Envelope and HVAC, if applicable. Service Water Heating and Lighting supporting documents, if applicable, must be submitted with your related trades permits (e.g. electrical and plumbing). All energy upgrades will be checked during inspections stage. It is the applicant’s responsibility to identify and note all required upgrades including energy upgrades on their BP drawings at BP stage. | Renovation - Commercial/ Mixed Use - Lower Complexity | Gek Mei Tan DBA: Architect | 260-1770 Burrard Street Vancouver, BC V6J 3G7 | Institutional Uses | Hospital | Graham Construction and Engineering LP |  | 2023 | Fairview | {"coordinates":[-123.1236005,49.2614669],"type":"Point"} | 2023-01 | 49.2614669, -123.1236005
BP-2022-05192 | 2022-11-17 | 2023-01-13 | 57 | 500000 | Addition / Alteration | 1500 W GEORGIA STREET, Vancouver, BC V6G 2Z6 | Field Review - Addition / Alteration - #1550 - 15th floor (combining #1550 & #1520) Interior alterations to the 15th floor to combine #1550 and #1520 (retaining #1550) and to provide improvements for the existing office tenant in this existing designated Heritage 'A' commercial building. Scope of work: remove a portion of demising wall, partition/pony walls, construct new partition wall, finishes, HVAC, electrical, plumbing, mechanical and sprinkler work. TENANT: Bush, Bohlman & Partners Letters of Assurance submitted by: Schedule A and Architectural Schedule B, Danny Ka Wai Wong, Architect, ph: 604-773-2068 Mechanical and Plumbing Schedule B, Eric Cresswell, P. Eng., ph: 604-684-5995 Electrical Schedule B, Bruce I. Campbell, P.Eng., ph: 604-926-3251 E2 - Lighting - Upgrade to Local Control (per 9.4.1.1.(a) of ASHRAE 90.1-2016)\t\t\t\t\t\t\t\t\t\t\t\t\t\t\t\t\t\t\t\t\t\t\t\t\t\t\t | Renovation - Commercial/ Mixed Use - Lower Complexity | Danny Wong DBA: Architelier Architecture & Real Estate Consulting Inc. | #680 - 838 West Hastings Street Vancouver, BC V6C 0A6 | Office Uses | General Office | Reotech Construction Ltd | 1550 Hartley Av Unit 108 Coquitlam, BC V3K 7A1 | 2023 | West End | {"coordinates":[-123.1307382,49.2902096],"type":"Point"} | 2023-01 | 49.2902096, -123.1307382
BP-2023-00202 | 2023-01-13 | 2023-01-25 | 12 | 85000 | Addition / Alteration | 353 RAILWAY STREET #401, Vancouver, BC V6A 1A4 | Field Review - Addition / Alteration - #401 - 4th floor Interior alterations to provide improvements for an existing vacant manufacturing shell space on the 4th floor (#401) of this existing commercial building. Scope of work; two new base building washrooms. SEPARATE PERMIT(S) REQUIRED FOR TENANT IMPROVEMENTS TO SHELL SPACE. | Renovation - Commercial/ Mixed Use - Lower Complexity | Ehsan Vali DBA: ValiDesign | #2006-1255 Seymour Street Vancouver, BC V6B 0H1 | Manufacturing Uses | Clothing Manufacturing | VPAC Construction Group Ltd | 1188 W GEORGIA ST Unit 920 Vancouver, BC V6E 4A2 | 2023 | Strathcona | {"coordinates":[-123.0962499,49.2849462],"type":"Point"} | 2023-01 | 49.2849462, -123.0962499
BP-2023-00274 | 2023-01-18 | 2023-01-31 | 13 | 18500 | Addition / Alteration | 2920 VIRTUAL WAY, Vancouver, BC V5M 0C4 | Field Review - Addition / Alteration - #200 - 2nd floor (full floor tenant) Interior alterations to provide improvements for this existing office tenant on the 2nd floor (#200) in this existing commercial building on this site. Scope of work: construct partition walls/door for a new room, remove existing t-bar ceiling, relocation of electrical (power/data and lighting) and HVAC, electrical and sprinkler work. TENANT: Golder Associates Ltd. Letters of Assurance submitted by: Schedule A and Architectural Schedule B, Rosa Salcido, Architect AIBC, ph: 778-389-4904 Mechanical and Plumbing Schedule B, Eric Cresswell, P.Eng., ph: 604-684-5995 Electrical Schedule B, Roger Dupuis, P.Eng., LEED AP, ph: 604-569-6500 OK for office TI per S. Dugaro Building Sprinklered - Separate sprinkler permit required for proposed sprinkler work. Energy checklist is currently no longer required with your Building Permit (BP) application. Some supporting documents are still required at BP stage, specifically Envelope and HVAC, if applicable. Service Water Heating and Lighting supporting documents, if applicable, must be submitted with your related trades permits (e.g. electrical and plumbing). | Renovation - Commercial/ Mixed Use - Lower Complexity | Erica Wickes DBA: 34F Design Inc. | 120 Columbia Street Vancouver, BC V6A 3Z8 | Office Uses | General Office | VPAC Construction Group Ltd | 1188 W GEORGIA ST Unit 920 Vancouver, BC V6E 4A2 | 2023 | Renfrew-Collingwood | {"coordinates":[-123.0434214,49.2610707],"type":"Point"} | 2023-01 | 49.2610707, -123.0434214
DB-2021-05938 | 2021-11-14 | 2023-01-10 | 422 | 131750 | New Building | 5041 WINDSOR STREET, Vancouver, BC V5W 3H6 | Low Density Housing - New Building - To construct a 2 storey laneway house building with an open parking pad, providing 1 parking space, having vehicular access from the lane. Note: This is a 1 ½ storey building pursuant to the Zoning & Development By-law 1- Bar sink proposed in main floor 2- No A/C unit proposed 3- Schedule B: Jason Hui, P.Eng (778.319.3403) Structural & Geotechnical 4- HPO: Kennix Development Group Ltd. Building 2 #3-5041 Windsor St - Laneway House (1.5 storey) Address and suite number assigned as per approved plans for Fire and Emergency response. The address number is to be posted to the building to be visible from the street and the suite number is to be posted at the suite entry in accordance with the Building By-law prior to final inspection. ******THIS PERMIT HAS BEEN ISSUED UNDER THE REQUIREMENTS OF VBBL #12511 (2019)****** Combustible projections or roof soffits on an exposing building face shall not project to less than .45m from the property line and shall be in compliance with VBBL 2019 9.10.15.5.(9) The entire building, to be sprinklered to NFPA 13D. | New Build - Standalone Laneway | Kenny Nguyen DBA: Kennix Development Ltd. | 1489 East 30th ave Vancouver, BC V5N 3T5 | Dwelling Uses | Laneway House | Kennix Development Group Ltd | 1489 E 30TH AV Vancouver, BC V5N 3A1 | 2023 | Kensington-Cedar Cottage | {"coordinates":[-123.0849473,49.2388921],"type":"Point"} | 2023-01 | 49.2388921, -123.0849473
BP-2022-04732 | 2022-10-13 | 2023-01-18 | 97 | 56000 | Addition / Alteration | 1535 VINE STREET, Vancouver, BC V6K 3J1 | Field Review - Addition / Alteration - #2 - 1535 Vine St Interior alterations to provide improvements to the dwelling unit (#2) in this existing Multiple Dwelling building on site. Scope of work: Kitchen & Bathroom updates. Structural Schedule B provided by Tong Ngo | Renovation - Residential - Lower Complexity | steele malott DBA: Zimal Homes Inc | 75-2710 barnet hwy coquitlam, BC V3B1B8 | Dwelling Uses | Multiple Dwelling | Zimal Homes Inc | 2710 Barnet Hwy Unit 75 Coquitlam, BC V3B 1B8 | 2023 | Kitsilano | {"coordinates":[-123.1578069,49.2719839],"type":"Point"} | 2023-01 | 49.2719839, -123.1578069
BP-2022-04743 | 2022-10-14 | 2023-01-30 | 108 | 120000 | Outdoor Uses (No Buildings Proposed) | 5415 CYPRESS STREET, Vancouver, BC V6M 3R3 | Field Review - Outdoor Uses (No Buildings Proposed) - Exterior alterations only to install an inground pool (12' x 29'6") at the rear of this existing one family dwelling building at this site. Related to DB-2021-02687 Note: Pool to be fully fenced/enclosed (minimum 4 ft. high) and all gates and doors are to be quipped with locks and self-closing devices. Structural Schedule B submitted by Cynthia R. Prescott, P. Eng. - 604.291.9899 Geotechnical Schedule B submitted by Stewart Hrysio - 604.513.4190 Note: As per Section 68 of the Canadian Electrical Code: - Conductors must meet min height clearances over and around the pool area as per 68-054 of the CEC - All electrical equipment ( ie: hydro meters, receptacles, etc ) must meet min distance requirements from pool edge as per code. |  | Jonathan Katz DBA: J & R Katz Design + Architecture Inc. | 4545 Langara Avenue Vancouver, BC V6R 1C9 | Dwelling Uses | Single Detached House | E Trasolini Pool Construction Ltd | 628 E KENT AV SOUTH Unit 172 Vancouver, BC V5X 0B2 | 2023 | Shaughnessy | {"coordinates":[-123.1495026,49.2369695],"type":"Point"} | 2023-01 | 49.2369695, -123.1495026
BP-2022-05047 | 2022-11-07 | 2023-01-25 | 79 | 35000 | Addition / Alteration | 1249 E 11TH AVENUE, Vancouver, BC V5T 2G4 | Field Review - Addition / Alteration - CF-2021-012235 Interior alterations to provide improvements to this one family dwelling building on this site. Work to remove the unauthorized work in the basement and remove attic access. OK for Field Review per W. Wong November 7, 2022 This is not a sprinklered building REUP submitted as per Tao Xue, 778-898-3296, txue999@gmail.com Schedule B - Yongkang Deng - 604-505-6816 - kevindeng2006@yahoo.ca | Renovation - Residential - Lower Complexity | Abel Wan DBA: Absolute Design Services | #105-630 Como Lake Avenue Coquitlam, BC V3J 0E4 | Dwelling Uses | Single Detached House | Vix Construction & Design Corporation |  | 2023 | Mount Pleasant | {"coordinates":[-123.078406,49.2607931],"type":"Point"} | 2023-01 | 49.2607931, -123.078406
DB-2022-00808 | 2022-02-16 | 2023-01-19 | 337 | 705425 | New Building | 3566 TRIUMPH STREET, Vancouver, BC V5K 1V1 | Low Density Housing - New Building - Note: This Building Permit will remain in a suspended status until the associated (green) Demolition Permit BP-2022-03227 is completed. To construct a 2.5 storey two-family dwelling ($705,425.00) with a detached accessory building (garage) at the rear providing 2 parking spaces, having vehicular access from the lane. 1.\tA/C proposed – Exterior component located in the rear / front yard, Interior component located in main floor / second floor closets. 2.\tBar sink not proposed. 3.\tSchedule B: (Shambhu N. Biswas) P.Eng (604-250-8666) Structural / Geotechnical 4.\tHPO: Residential Builder- (New Look Developments Ltd) Note: This is a 2.5 storey building pursuant to the Zoning and Development By-Law Address Information: Front Unit 3566 Triumph St - One Family Dwelling (1st - 3rd floor) Back Unit 3568 Triumph St - One Family Dwelling (1st - 3rd floor) Address numbers assigned as per approved plans for Fire and Emergency response. The address numbers are to be posted to the building to be visible from the street and in accordance with the Building By-law prior to final inspection. ***This permit is issued under the VBBL 2019, with updated energy requirements as per bylaw # 12997 effective Jan 01, 2022.*** | New Build - Low Density Housing | Gurjit Dhillon DBA: New Look Developments Ltd | 280 East 59th Ave Vancouver, BC V5X1X9 | Dwelling Uses | Duplex | New Look Developments Ltd | 280 E 59TH AV Vancouver, BC V5X 1X9 | 2023 | Hastings-Sunrise | {"coordinates":[-123.0266649,49.2836016],"type":"Point"} | 2023-01 | 49.2836016, -123.0266649
BP-2022-05442 | 2022-12-12 | 2023-01-30 | 49 | 50000 | Addition / Alteration | 852 E HASTINGS STREET, Vancouver, BC V6A 1R6 | Field Review - Addition / Alteration - Interior alterations to provide first tenant improvements for a Printing or Publishing in conjunction with Clothing Manufacturer (F2) at #200 on the 2nd level of this existing industrial building on this site. Architectural Schedule B provided by NICHOLAS WAISSBLUTH E2 - Lighting - Upgrade to incorporate Scheduled Shutoff (per 9.4.1.1.(i) of ASHRAE 90.1-2016) | Renovation - Commercial/ Mixed Use - Lower Complexity | Nicholas Waissbluth DBA: Waissbluth Architecture Office Inc. | 311- 314 W Cordova Street Vancouver, BC V6Z 3A3 | Manufacturing Uses | Clothing Manufacturing, Printing or Publishing |  |  | 2023 | Strathcona | {"coordinates":[-123.085723,49.2807714],"type":"Point"} | 2023-01 | 49.2807714, -123.085723
BP-2022-03223 | 2022-06-21 | 2023-01-30 | 223 | 75000 | Addition / Alteration | 1623 PANDORA STREET, Vancouver, BC V5L 0B1 | High Density Housing / Commercial - Addition / Alteration - Interior alterations: Interior alterations and a change the use from food product manufacturing class A (seafood) to food and beverage products class B for the existing 2 storey building on this site. Re-install wall removed at basement level between existing storage and loading area. No alteration proposed to the upper floor. NO COOKING EQUIPMENT PROPOSED IN SCOPE OF WORK. Grease laden vapour shall not be generated in this tenant space. Architect: NICHOLAS WAISSBLUTH, Tel. 604-612-5095 Email: nicholas@waoffice.ca Sprinkler Commitment Letter submitted. Note: "This permit has been reviewed under the provision of Vancouver Building By-law 2019 (#12511)." |  | Nicholas Waissbluth DBA: Waissbluth Architecture Office Inc. | 311- 314 W Cordova Street Vancouver, BC V6Z 3A3 | Manufacturing Uses | Food or Beverage Prod Mfg-class B |  |  | 2023 | Grandview-Woodland | {"coordinates":[-123.0720222,49.2833641],"type":"Point"} | 2023-01 | 49.2833641, -123.0720222
BP-2022-05544 | 2022-12-16 | 2023-01-16 | 31 | 40000 | Addition / Alteration | 543 GRANVILLE STREET #1000, Vancouver, BC V6C 1X8 | Field Review - Addition / Alteration - #1000 - 10th floor ( #1000 expanding into #1001) Interior alterations for the existing office tenant on the 10th floor (#1000) to expand into #1001 (retaining #1000) to become a full floor tenant, and to provide improvements in this existing commercial building. Scope of work: remove portion of demising wall, remove/construct partition walls, doors, lighting and electrical work. TENANT: Lindsey MacCarthy LLP Sprinklered Building - Building inspector to determine on site if a separate sprinkler permit required. E2 - Lighting - Upgrade to incorporate Automatic Partial OFF (per 9.4.1.1.(g) of ASHRAE 90.1-2016)\t\t\t\t\t\t\t\t\t\t\t\t\t\t\t\t\t\t\t\t\t\t\t\t\t\t\t Energy checklist is currently no longer required with your Building Permit (BP) application. Some supporting documents are still required at BP stage, specifically Envelope and HVAC, if applicable. Service Water Heating and Lighting supporting documents, if applicable, must be submitted with your related trades permits (e.g. electrical and plumbing). All energy upgrades will be checked during inspections stage. It is the applicant's responsibility to identify and note all required upgrades including energy upgrades on their BP drawings at BP stage | Renovation - Commercial/ Mixed Use - Lower Complexity | Elizabeth Servage DBA: 34 F Design | 120 Columbia Street Vancouver, BC V6A 3Z8 | Office Uses | General Office | TotalPlan Inc | 1095 W Pender St Unit 350 Vancouver, BC V6E 2M6 | 2023 | Downtown | {"coordinates":[-123.1159402,49.2843661],"type":"Point"} | 2023-01 | 49.2843661, -123.1159402
BP-2022-05397 | 2022-12-06 | 2023-01-12 | 37 | 16000 | Addition / Alteration | 2859 E 54TH AVENUE, Vancouver, BC | Field Review - Addition / Alteration - Structural repair to this existing laneway house due to vehicle damage on this site. Energy checklist is currently no longer required with your Building Permit (BP) application. Some supporting documents are still required at BP stage, specifically Envelope and HVAC, if applicable. Service Water Heating and Lighting supporting documents, if applicable, must be submitted with your related Trades permits (e.g. electrical and plumbing). All energy upgrades will be checked during inspections stage. It is the applicant’s responsibility to identify and note all required upgrades including energy upgrades on their BP drawings at BP stage. | Renovation - Residential - Lower Complexity | Paramvir Boparai DBA: Avis Restorations | 7836 127st Surrey, BC V3W 4B3 | Dwelling Uses | Laneway House |  |  | 2023 | Killarney | {"coordinates":[-123.0468045,49.2202335],"type":"Point"} | 2023-01 | 49.2202335, -123.0468045
BP-2021-05719 | 2021-11-02 | 2023-01-05 | 429 | 15000 | Demolition / Deconstruction | 1929 E 8TH AVENUE, Vancouver, BC V5N 1T9 | Low Density Housing - Demolition / Deconstruction - To demolish the existing one family dwelling building ($15,000) on this site by means of deconstruction. Green Demolition Conditions Apply 75% Recycling Rate of Building Materials Required This permit is subject to the Green Demolition Bylaw (11023) |  | Harjit Deol DBA: Apple Construction Ltd. | 13564 67 Ave Surrey, BC V3W2B8 | Dwelling Uses | Single Detached House | SOURCE ONE EXCAVATING LTD |  | 2023 | Grandview-Woodland | {"coordinates":[-123.0652536,49.2634898],"type":"Point"} | 2023-01 | 49.2634898, -123.0652536
BP-2022-05304 | 2022-11-25 | 2023-01-04 | 40 | 80000 | Addition / Alteration | 1147 HOMER STREET, Vancouver, BC V6B 2Y1 | Field Review - Addition / Alteration - Interior alterations to provide improvements and to change the use from Office (D) to Beauty and Wellness (D) in this existing office/ retail/beauty salon/multiple dwelling building on this site. Scope of work includes new partitions, updating washroom, lighting, flooring and new furnishing/equipment. Ok for Field Review as per Kirat Kang - November 25, 2022 E2 Upgrade: Lighting - Upgrade to Restricted to Manual ON (per 9.4.1.1.(b) of ASHRAE 90.1-2016) | Renovation - Commercial/ Mixed Use - Lower Complexity | Schedio Spaces | 16 E Cordova St Unit A Buzzer #200 Vancouver, BC V6A 4G8 | Service Uses | Beauty and Wellness Centre | Schedio Spaces Inc | 65 W 18TH AV Vancouver, BC V5Y 2A3 | 2023 | Downtown | {"coordinates":[-123.1231155,49.2757125],"type":"Point"} | 2023-01 | 49.2757125, -123.1231155
BP-2022-04953 | 2022-11-01 | 2023-01-17 | 77 | 50000 | Addition / Alteration | 1941 W BROADWAY, Vancouver, BC V6J 1Z3 | Field Review - Addition / Alteration - Interior alterations and a change of use from Restaurant Class 1 to Fitness Centre Class 2 to provide improvements for a new tenant at this commercial building on this site. Schedule A - Joseph Park 604-771-5695 Arch Sch B - Joseph Park 604-771-5695 Mech Sch B - Avi Singh 604-593-1446 Elec Sch B - Gary Jatana 604-593-1446 E2 - Lighting upgrade - to incorporate auto partial off (per 9.4.1.1.(g) ASHRAE 90.1-2016) | Renovation - Commercial/ Mixed Use - Lower Complexity | Joseph Park DBA: JP Architect Inc. | 1403 Austin Ave. Coquitlam, BC V3K3P6 | Cultural/Recreational Uses | Fitness Centre - Class 2 |  |  | 2023 | Kitsilano | {"coordinates":[-123.1491978,49.2640647],"type":"Point"} | 2023-01 | 49.2640647, -123.1491978
DB-2022-05187 | 2022-11-17 | 2023-01-10 | 54 | 18000 | Addition / Alteration | 742 W 61ST AVENUE, Vancouver, BC V6P 2B5 | Field Review - Addition / Alteration - Case File CF-2019-016276 Interior alterations to validate the conversion of approx. 200SF of crawlspace to habitable floor area (storage) and to install a new self closing door with weather stripping between the attached garage and the recreation room in this existing single detached house building on this site. OK for field review as per N. Bahr, Nov 16, 2022 Building Not Sprinklered – No sprinkler permit required. Structural comfort letter provided by Antony Wang, P.Eng., 604-618-6236 REUP - Exempt (project value less than $20,000); Upgrade relaxation for exterior walls for minor wall addition less than 5% of total home wall area (new or upgraded existing walls do not need to achieve full R-value, minimum 2x4, R14). | Renovation - Residential - Lower Complexity | Richard Zhang | 7631 Lismer Av Richmond , BC V6Y 2W5 | Dwelling Uses | Single Detached House |  |  | 2023 | Marpole | {"coordinates":[-123.1215605,49.2148606],"type":"Point"} | 2023-01 | 49.2148606, -123.1215605
BP-2022-02668 | 2022-05-20 | 2023-01-18 | 243 | 100000 | Addition / Alteration | 625 HOWE STREET, Vancouver, BC V6C 2T6 | High Density Housing / Commercial - Addition / Alteration - Interior Alternation: #125 Interior Alternation and a change of major occupancy from office (group D) to Restaurant-Ice cream parlor (group A2) in this existing mixed use building on this site. CRP: Jeff Shen, Architect, Tel 604-210-9698. Email: jeff.s@jsarchitect.ca Building Review Branch Notes: 1) Total proposed Occupant load is 41 seats + 4 staffs = 45 Persons. 2) A permanent sign indicating the above proposed occupant load shall be posted in a conspicuous location near the suite's principal entrance. 3) Separate permit will be required for any changes to the interior seating. 4) Separate permit is required for outdoor patio seating. Additional washroom may be required. Note: Sprinkler commitment letter provided by CRP. Note: "This permit has been reviewed under the 2019 Vancouver Building By-law (#12511)." |  | Jeff Shen DBA: J+S Architect Inc. | 206 - 4603 Kingsway Burnaby, BC V5H 4M4 | Service Uses | Restaurant - Class 2 |  |  | 2023 | Downtown | {"coordinates":[-123.1179816,49.2842495],"type":"Point"} | 2023-01 | 49.2842495, -123.1179816
DB-2022-04518 | 2022-09-26 | 2023-01-09 | 105 | 750500 | New Building | 4078 W 32ND AVENUE, Vancouver, BC V6S 1Z6 | Low Density Housing - New Building - To construct a 2 storey + basement one-family dwelling with a secondary suite ($750,500.00) located in the basement with a detached accessory building (garage), at the rear providing 2 parking spaces, having vehicular access from the lane. Note: This Building Permit will remain in a suspended status until the associated (green) Demolition Permit BP-2022-04824 is completed. Note: This is a 2 storey building pursuant to the Zoning and Development By-Law 1- Covenant registered at the Land Title Office under CB298206 2- No strata titling permitted 3- No bar sink proposed 4- A/C unit proposed in the rear yard 5- Schedule D: Building Envelope - J. Reynel-Gracia 6- Schedule B: Architectural & Glass Railing - J. Reynel-Gracia 7- Schedule B: Structural - Youhai Wang, P.Eng. 8- Schedule B: Geotechnical - P.K.L. Fong, P.Eng. 9- HPO: Residential Builder – Sage Construction Ltd. 10- The entire building, INCLUDING THE ATTACHED GARAGE (if applicable), to be sprinklered to NFPA 13D. Address Note: #1-4078 W 32nd Av - One Family Dwelling (1st & 2nd floor, north portion of basement) #2-4078 W 32nd Av - Secondary Suite (south portion of basement) Address and suite numbers assigned as per approved plans for Fire and Emergency response. The address number is to be posted on the building to be visible from the street and the suite numbers are to be posted at the suite entries in accordance with the Building By-law prior to final inspection. ***This permit has been issued under the VBBL 2019, with updated energy requirements as per bylaw # 12997 effective Jan 01, 2022.*** | New Build - Low Density Housing | Danson Fong DBA: Danson Fong | 9940 David Drive Burnaby, BC V3J 1H3 | Dwelling Uses | Single Detached House w/Sec Suite | Sage Construction Ltd |  | 2023 | Dunbar-Southlands | {"coordinates":[-123.1960872,49.2430997],"type":"Point"} | 2023-01 | 49.2430997, -123.1960872
DB-2022-04554 | 2022-09-28 | 2023-01-05 | 99 | 763617 | Addition / Alteration | 2131 W 4TH AVENUE, Vancouver, BC V6K 1N7 | Field Review - Addition / Alteration - Resubmission - a revision application for the change of canopy and eng review was opened for the encroachment agreement. Exterior and interior alterations and to change the use of approximately 1,930sf from Beauty Salon (group D) to retail store (group E) to provide improvements for a new retail tenant in this existing one storey building on this site. Existing canopy to be retained as part of this building permit. Any proposed work to the canopy will require separate development and building pemits. Revision #1 (Revision work value: $104,000) Scope of Revision #1: Removal of existing canopy, addition of new metal canopy, facade finish change to plaster paint, and structural engineer engagement (Min Park, P.Eng #30326, 778-836-7221, P&B Engineering Ltd). Okay for field review for restricted change in occupancy per Wenman Ng. Sch A & Sch B (Arch): Michael Leckie, 604-661-4144, Leckie Studio Architecture + Design Inc. Sch D: Joel Schwartz, P.Eng, #21914, 604-320-1999, JRS Engineering Ltd. Sch B (Mech + Plumb): T.M.C. Salvadinho, #51009, Williams Engineering Canada Sch B (Elect): Cameron Ballard, #46737, 604-347-9722, Archos Engineering Consultants Note to DBI: To determine if Structural Engineer needs to sign off on the proposed shelving E2 - Lighting - Upgrade to Bilevel Lighting Control (per 9.4.1.1. (d) of ASHRAE 90.1-2016) as shown on E2.00 | Renovation - Commercial/ Mixed Use - Lower Complexity | Michael Leckie DBA: Leckie Studio Architecture & Design Inc. | 397 West 7th Avenue Suite 200 Vancouver, BC V5Y 1M2 | Retail Uses, Service Uses | Barber Shop or Beauty Salon, Retail Store | Govan Brown Ltd | 900 W HASTINGS ST Unit 200 Vancouver, BC V6C 1E5 | 2023 | Kitsilano | {"coordinates":[-123.1535748,49.2684047],"type":"Point"} | 2023-01 | 49.2684047, -123.1535748
BP-2022-03070 | 2022-06-14 | 2023-01-16 | 216 | 15000 | Demolition / Deconstruction | 2587 KITCHENER STREET, Vancouver, BC V5K 3C7 | Low Density Housing - Demolition / Deconstruction - To demolish the existing one family dwelling building ($15,000) on this site by means of deconstruction. Demolition – Pre-1950 Green Demolition Conditions Apply : 75% Recycling Rate of Building Materials Required This permit is subject to the Green Demolition Bylaw (11023) Note: Demo Declaration by Deconstruction – GNA Contracting Ltd (Onkar Singh Kular) (604) 722-1416 |  | Regeneration Design Studio | #318-151 W Hastings St Vancouver, BC V6B 1H4 | Dwelling Uses | Single Detached House | GNA Contracting Ltd | 815 E 57TH AV Vancouver, BC V5X 1T4 | 2023 | Hastings-Sunrise | {"coordinates":[-123.0524226,49.2725621],"type":"Point"} | 2023-01 | 49.2725621, -123.0524226
BP-2022-02773 | 2022-05-27 | 2023-01-23 | 241 | 0 | Salvage and Abatement | 746 E 54TH AVENUE, Vancouver, BC V5X 1L7 | Low Density Housing - Salvage and Abatement - Salvage and Abatement Permit only for Building permit: DB-2022-00990 and to be completed under the supervision of a qualified professional. This permit does not authorize demolition, deconstruction or construction work. Demolition Permit: DB-2022-02772 QP: Odin's Eye Inspections |  | Harminder Lehail DBA: lehail construction ltd | 7851 GILLEY AVE BURNABY, BC V5J4Y3 | Dwelling Uses | Single Detached House | GNA Contracting Ltd | 815 E 57TH AV Vancouver, BC V5X 1T4 | 2023 | Sunset | {"coordinates":[-123.0893194,49.2204086],"type":"Point"} | 2023-01 | 49.2204086, -123.0893194
DB-2022-03656 | 2022-07-19 | 2023-01-24 | 189 | 196500 | New Building | 3415 E 25TH AVENUE #3, Vancouver, BC | Low Density Housing - New Building - To construct a 2 storey laneway house building ($196,500.00) with an attached garage and 1 open parking pad, providing a total of 2 parking spaces, having vehicular access from the 20' Lane. Note: This is a 1 ½ storey building pursuant to the Zoning & Development By-law. 1.\tCovenant not required with existing house 2.\tNo Strata Titling permitted 3.\tNo A/C Unit proposed 4.\tEntire building to be sprinklered 13D 5.\tSchedule B: (XUE LI CHEN) P.Eng (778.235.5447) Structural 6.\tSchedule B: (XUE LI CHEN) P.Eng (778.235.5447) Geotechnical 7.\tHPO: Residential Builder- (Ho Kin Construction LTD.) NOTE: To achieve the required FSR. A floor space exclusion of 3% has been applied to this application as per section 11.24.18 of the district schedule, to accommodate improved building performance. Address Information: Building 2 #3-3415 E 25th Av - Laneway House Note: As a result of the addition of a laneway house, the existing principal dwelling / one family dwelling is to be assigned a suite number. At permit issuance, the site will be as follows: #1-3415 E 25th Av - Principal Dwelling #3-3415 E 25th Av - Laneway House The address number is to be posted to the building to be visible from the street and the suite numbers are to be assigned at suite entries in accordance with the Building By-law prior to final inspection. NOTE: Information regarding the principal building on the survey and site plan is for reference only. Any discrepancy between information regarding the principal building on the survey and/or site plan and approved permit drawings for the principal building are neither approved nor authorized under this laneway house permit. ***This permit is issued under the VBBL 2019, with updated energy requirements as per bylaw # 12997 effective Jan 01, 2022.*** | New Build - Standalone Laneway | Benny Shum | 3614 East 48th Ave Vancouver, BC V5S 1H9 | Dwelling Uses | Laneway House | Ho Kin Construction Ltd | 955 E 20TH AV Vancouver, BC V5V 1N7 | 2023 | Renfrew-Collingwood | {"coordinates":[-123.0305728,49.2481193],"type":"Point"} | 2023-01 | 49.2481193, -123.0305728
DB-2022-04535 | 2022-09-26 | 2023-01-05 | 101 | 314242 | Addition / Alteration | 4833 BELMONT AVENUE, Vancouver, BC V6T 1A8 | Low Density Housing - Addition / Alteration - Exterior alterations to the slope on the north side of this property to remediate and stop slope erosion after a partial slope collapse. work to include installing an engineered flex MSE wall, and removing temporary Block Wall on Marine Drive. Temporary lock-block wall on NW marine dr must be removed as part of the permit. Schedule B - Geotechnical, Structural - Daniel Kokan - 604.439.0922 Please note all work is subject to a Geotechnical report confirming the cause and impact of previous slide and confirming remediation plan. Any changes to remediation plan or scope of work will require a permit revision. Separate Permit required for any work to walkways. walkways shown on plans are for refence only and not approved. Separate Permit required for any landscaping beyond work on proposed wall. |  | Vivo Aquilera DBA: Houston Landscapes | 260 Riverside Drive North Vancouver, BC V7M2M2 | Dwelling Uses | Single Detached House | Houston Landscapes Ltd | 260 Riverside Dr North Vancouver, BC V7H 2M2 | 2023 | West Point Grey | {"coordinates":[-123.2213194,49.2759884],"type":"Point"} | 2023-01 | 49.2759884, -123.2213194
DB-2022-00109 | 2022-01-10 | 2023-01-10 | 365 | 682010 | New Building | 334 E 35TH AVENUE, Vancouver, BC V5W 1A8 | Low Density Housing - New Building - To construct a two-storey two-family dwelling, with a detached accessory building (garage) at the rear providing 2 parking spaces, having vehicular access from the lane. Note: This Building Permit will remain in a suspended status until the associated (green) Demolition Permit BP-2022-01216 is completed. Note: This is a 2 storey building pursuant to the Zoning and Development By-Law 1. A/C units proposed in rear yard 2. Bar sinks proposed in main floor 3. Schedule B: Md. Shahidul Alam (604.653.7475) Structural & Geotechnical 4. HPO: 1041211 B.C. Ltd. WEST UNIT 334 E 35th Av - One Family Dwelling (1st-3rd floor) EAST UNIT 336 E 35th Av - One Family Dwelling (1st-3rd floor) Address numbers assigned as per approved plans for Fire and Emergency response. The address numbers are to be posted to the building to be visible from the street and in accordance with the Building By-law prior to final inspection. ******THIS PERMIT HAS BEEN ISSUED UNDER THE REQUIREMENTS OF VBBL #12511 (2019)****** Combustible projections or roof soffits on an exposing building face shall not project to less than .45m from the property line and shall be in compliance with VBBL 2019 9.10.15.5.(9) The entire building, to be sprinklered to 2 x NFPA 13D | New Build - Low Density Housing | Gurpreet Thind | 10471 Seahaven Drive Richmond, BC V7A 4C7 | Dwelling Uses | Duplex | 1041211 BC Ltd | 10471 Seahaven Dr Richmond, BC V7A 4C7 | 2023 | Riley Park | {"coordinates":[-123.0987326,49.2386783],"type":"Point"} | 2023-01 | 49.2386783, -123.0987326
DB-2022-02714 | 2022-05-25 | 2023-01-05 | 225 | 145807.5 | New Building | 1434 E 54TH AVENUE #3, Vancouver, BC | Low Density Housing - New Building - To construct a 2 storey laneway house building ($145,807.50) with an attached garage and 1 open parking pad, providing a total of 2 parking spaces, having vehicular access from the 20' Lane. Note: This is a 1 ½ storey building pursuant to the Zoning & Development By-law. 2.\tCovenant not required with existing house 3.\tNo Strata Titling permitted 4.\tNo A/C Unit proposed 5.\tEntire building to be sprinklered 13D 7.\tSchedule B: (K.T.C Nguyen) P.Eng (604.326.2701) Structural 8.\tSchedule B: (K.T.C Nguyen) P.Eng (604.326.2701) Geotechnical 9.\tHPO: Residential Builder- (Pacific Homes Ltd.) NOTE: To achieve the required FSR. A floor space exclusion of 3% has been applied to this application as per section 11.24.18 of the district schedule, to accommodate improved building performance. Address Information: Building 2 #3-1434 E 54th Av - Laneway House (1.5-storey) Note: As a result of the addition of a laneway house, the existing one family dwelling / principal dwelling is to be assigned a suite number. At permit issuance, the site will be as follows: #1-1434 E 54th Av - Principal Dwelling #3-1434 E 54th Av - Laneway House Address and suite numbers assigned as per approved plans for Fire and Emergency response. The address number is to be posted to the building to be visible from the street and the suite numbers are to be posted at the suite entries in accordance with the Building By-law prior to final inspection. *EXISTING HOUSE* Note: Bldg 1 (principal bldg) addressed XXXXXXXXXXX retained on site. **THIS PERMIT HAS BEEN ISSUED UNDER THE REQUIREMENTS OF VBBL #12511 (2019) ** ***This permit is issued under the VBBL 2019, with updated energy requirements as per bylaw # 12997 effective Jan 01, 2022.*** | New Build - Standalone Laneway | Amarjit Grewal DBA: PACIFIC HOMES LTD. | 1462 E 63rd ave vancouver, BC V5P 2L7 | Dwelling Uses | Laneway House | Pacific Homes Ltd | 1462 E 63RD AV Vancouver, BC V5P 2L7 | 2023 | Victoria-Fraserview | {"coordinates":[-123.076761,49.2201859],"type":"Point"} | 2023-01 | 49.2201859, -123.076761
BP-2023-00217 | 2023-01-16 | 2023-01-19 | 3 | 50000 | Addition / Alteration | 925 W GEORGIA STREET, Vancouver, BC V6C 3L2 | Field Review - Addition / Alteration - #1120 - 11th floor Interior alterations to provide improvements to the existing office unit on the 11th floor (#1120) in this existing commercial building on this site. Scope of work: remove partition walls, doors and construct new partition walls, doors, glazing, millwork, electrical and sprinkler work. TENANT: Singleton Urquhart Reynolds Vogel OK for FIT Building Sprinklered - Separate sprinkler permit required for proposed sprinkler work. Energy checklist is currently no longer required with your Building Permit (BP) application. Some supporting documents are still required at BP stage, specifically Envelope and HVAC, if applicable. Service Water Heating and Lighting supporting documents, if applicable, must be submitted with your related trades permits (e.g. electrical and plumbing). | Renovation - Commercial/ Mixed Use - Lower Complexity | Kristyn Dietz DBA: Counterpoint Interiors Inc. | 223-1118 Homer street Vancouver, BC V6B 2X6 | Office Uses | General Office | Counterpoint Interiors Inc | 224 W 8TH AV Unit 400 Vancouver, BC V5Y 1N5 | 2023 | Downtown | {"coordinates":[-123.1197774,49.2843244],"type":"Point"} | 2023-01 | 49.2843244, -123.1197774
BP-2022-02531 | 2022-05-16 | 2023-01-30 | 259 | 67000200 | New Building | 658 W 41ST AVENUE, Vancouver, BC | Certified Professional Program - New Building - To construct a new 11-storey mixed use building of office and retail occupancy, transit plaza, mall entrance, entrance to existing medical offices, and a below grade transit concourse with future connection to the existing Oakridge Station. This permit also includes upgrading to the existing Terraces/ Medical building in accordance to Part 11 (work is classified as major horizontal addition). (BP fees revised to include this work) Stage I (Excavation/shoring) issued Jan 30/ 23. |  | David Steer DBA: LMDG Building Code Consultants Ltd. | 400 - 780 Beatty Street Vancouver, BC V6B 2M1 | Office Uses, Retail Uses | General Office, Retail Store |  |  | 2023 | Oakridge | {"coordinates":[-123.1181197,49.2335058],"type":"Point"} | 2023-01 | 49.2335058, -123.1181197
BP-2023-00098 | 2023-01-09 | 2023-01-24 | 15 | 5000 | Addition / Alteration | 1536 W 12TH AVENUE, Vancouver, BC V6J 2E1 | Field Review - Addition / Alteration - Interior alterations only to install an electrical room on the basement level of this existing multiple dwelling building. Note to applicant: The services of a structural engineer may be required, based upon site inspection by the District Building Inspector. A Sprinkler permit may be required, as determined by the District Building Inspector. Energy checklist is currently no longer required with your Building Permit (BP) application. Some supporting documents are still required at BP stage, specifically Envelope and HVAC, if applicable. Service Water Heating and Lighting supporting documents, if applicable, must be submitted with your related Trades permits (e.g. electrical and plumbing). All energy upgrades will be checked during inspections stage. It is the applicant’s responsibility to identify and note all required upgrades including energy upgrades on their BP drawings at BP stage. Note: there are discrepancies between the approved plans and the provided partial floor plan. We only approve the proposed work as shown on the drawings. | Renovation - Residential - Lower Complexity | Benson Tran DBA: Nxwave Projects | 6838 Strathmore Avenue Burnaby, BC V5E3H7 | Dwelling Uses | Multiple Dwelling |  |  | 2023 | Fairview | {"coordinates":[-123.1394851,49.260502],"type":"Point"} | 2023-01 | 49.260502, -123.1394851
BP-2022-05418 | 2022-12-07 | 2023-01-05 | 29 | 130000 | Addition / Alteration | 1654 VENABLES STREET, Vancouver, BC V5L 2H2 | Field Review - Addition / Alteration - Interior alterations only to repair fire and water damage to the 4 unit multiple dwelling on this site. Separate permit required to remove rear deck and return to approved state OK for field review per D. Langevin DBI to determine on site if Structural Engineer is required. | Renovation - Residential - Lower Complexity | APPELLATION HOLDINGS LTD | 1215 Frances St Vancouver, BC V6A 1Z4 | Dwelling Uses | Multiple Dwelling |  |  | 2023 | Grandview-Woodland | {"coordinates":[-123.0701118,49.2764035],"type":"Point"} | 2023-01 | 49.2764035, -123.0701118
DB-2022-03754 | 2022-07-27 | 2023-01-27 | 184 | 70000 | Addition / Alteration | 3744 HEATHER STREET, Vancouver, BC V5Z 3L2 | Field Review - Addition / Alteration - Interior and exterior alterations and change of use of this existing two-storey, one-family dwelling to a one-family dwelling with a secondary suite, with 1 off-street parking space provided in the detached garage, having vehicular access off the lane. Structural Schedule B provided by Jianli Guo OK for Field Review per S. Yu on July 26, 2022 | Renovation - Residential - Lower Complexity | Mike Ryan DBA: Synthesis Design, Inc. | 258 E. 1st Street North Vancouver, BC V7L 1B3 | Dwelling Uses | Single Detached House w/Sec Suite |  |  | 2023 | South Cambie | {"coordinates":[-123.1198703,49.2520717],"type":"Point"} | 2023-01 | 49.2520717, -123.1198703
DB-2022-04386 | 2022-09-13 | 2023-01-11 | 120 | 616750 | New Building | 3905 WINDERMERE STREET, Vancouver, BC V5R 2G5 | Low Density Housing - New Building - To construct a two-storey two-family dwelling with a detached accessory building (garage) at the rear providing 2 parking spaces along with 1 surface parking over gravel, all having vehicular access from the lane. Note: This Building Permit will remain in a suspended status until the associated (green) Demolition Permit BP-2022-04458 is completed. Note: This is a 2 storey building pursuant to the Zoning and Development By-Law 1. A/C units proposed in rear and upper floor 2. Bar sinks NOT proposed 3. Schedule B: Shamsul Alam Shikder (604.255.3740) Structural & Geotechnical 4. HPO: Residential Builder - North Sea Contracting Ltd. Address Note: Addresses have been assigned per the approved plans, access to the rear unit is from the E 23rd Avenue. This access must be provided & maintained at all times and the building addresses posted to be visible from the street in accordance with the Building By-law. EAST UNIT 3905 Windermere St - One Family Dwelling (1st-3rd floor) WEST UNIT 3192 E 23rd Av - One Family Dwelling (1st-3rd floor) ***This permit is issued under the VBBL 2019, with updated energy requirements as per bylaw # 12997 effective Jan 01, 2022.*** | New Build - Low Density Housing | Maggie su | 3193 East 23rd Ave. Vancouver, BC V5R1B4 | Dwelling Uses | Duplex | North Sea Contracting Ltd | 3193 E 23RD AV Vancouver, BC V5R 1B4 | 2023 | Renfrew-Collingwood | {"coordinates":[-123.0368972,49.2495183],"type":"Point"} | 2023-01 | 49.2495183, -123.0368972
BP-2022-05558 | 2022-12-19 | 2023-01-25 | 37 | 50000 | Addition / Alteration | 1745 MCSPADDEN AVENUE, Vancouver, BC V5N 1L3 | Field Review - Addition / Alteration - 1745 McSpadden Avenue Interior alterations to provide improvement in this existing One Family Dwelling. Scope of work includes: 1) Kitchen Re & Re. 2) Move interior wall between Den and Kitchen to provide space for Millwork. 3) New flooring. Ok for Field Review as per Manuel Meier. | Renovation - Residential - Lower Complexity | Brooke Dedrick DBA: Paper Architecture | 301-2033 COMOX STREET VANCOUVER, BC V6G 1S1 | Dwelling Uses | Single Detached House |  |  | 2023 | Grandview-Woodland | {"coordinates":[-123.0686279,49.2666171],"type":"Point"} | 2023-01 | 49.2666171, -123.0686279
BP-2022-05344 | 2022-11-30 | 2023-01-12 | 43 | 100000 | Addition / Alteration | 565 DUNSMUIR STREET, Vancouver, BC | Field Review - Addition / Alteration - Interior alterations to provide tenant improvements to this existing Cannabis Store at this existing Heritage "C" building. Scope of work: Extension of wall to create an inventory room, addition of POS counter and 5 hanging TVs, replacement of flooring. E2 Upgrade: Lighting - Exterior Lighting Control (per 9.4.1.4. of ASHRAE 90.1-2016) Related to DP-2019-00947 | Renovation - Commercial/ Mixed Use - Lower Complexity | 1372443 B.C. Ltd. DBA: Coastal Green | Box 38074 King Edward PO Vancouver, BC V5Z4L9 | Retail Uses | Retail Store | Traslo West Contracting Inc | 4608 BRUCE ST Vancouver, BC V5N 3Z6 | 2023 | Downtown | {"coordinates":[-123.1151501,49.2828673],"type":"Point"} | 2023-01 | 49.2828673, -123.1151501
BP-2022-05062 | 2022-11-08 | 2023-01-25 | 78 | 175000 | Addition / Alteration | 1910 W 4TH AVENUE, Vancouver, BC V6J 1M4 | Field Review - Addition / Alteration - Interior alterations to provide first tenant improvements to this existing retail space 1910 W 4th Ave for a convenience store (Circle K) on the ground floor of this mixed-use building. Letter of assurance provided by: Schedule A & B (Architectural): Paul Tarjan, 403-265-3100 Schedule B (Mech & Plumbing): Allen Wasnea, 780-424-5506 Schedule B (Electrical): Jim Kiezik, 780-987-3599 | Renovation - Commercial/ Mixed Use - Lower Complexity | Tommy Nham DBA: Paul Tarjan Architect | 1417 Kensington Road NW Calgary, AB T2N3R1 | Retail Uses | Retail Store | Keller Construction Ltd | 11430 160 St Edmonton, AB T5M 3Y7 | 2023 | Kitsilano | {"coordinates":[-123.1484149,49.2679934],"type":"Point"} | 2023-01 | 49.2679934, -123.1484149
DB-2021-06115 | 2021-11-22 | 2023-01-09 | 413 | 125000 | Addition / Alteration | 6791 KERR STREET, Vancouver, BC V5S 3C7 | Low Density Housing - Addition / Alteration - Professional Design and Review under VBBL *PART 5* Design principle for:- Exterior alterations to validate a new mechanical/storage room addition (approx. 245 sq. ft.), an unvented roof/deck over, new patio with a hot tub, remove existing stucco, install new rainscreen and Hardie board siding, windows removed and replaced; interior alterations to relocate the bathroom and change the layout on the 1st (lower) floor of this existing two storey, one family dwelling building with a carport at the rear having vehicular access from the lane. Schedule B Architectural, Schedule B Structural and Schedule D1 Building Envelope submitted by Jason Hui, P. Eng. of Vancouver Engineering & Consulting Ltd., Tel: 778 319 3403. Building depth and Rear yard relaxation granted with letters of support received from adjacent neighbors per Hamid Shavan, Development Planner. Notes: ~ Energy Upgrade: As per REUP ~ VBBL, Part 11 classification - minor renovation, upgraded as per Table 11.2.1.4.(1)-A, -B and -C. ~ Hot tub installation requires a separate Plumbing permit and the gates and fence shall comply with VBBL, Sub Section 9.8.8. Guards. ~ Windows located in the side yard (north and south elevation) removed and replaced with safety glass - no change to window size or window location. ~ Interconnected, hardwired, 120 volt smoke alarms with battery back-up, silencing feature and with carbon monoxide detector to be installed in the entire building as per VBBL, Subsection 9.10.19. and Article 9.32.4.2. ~ This permit has been issued under VBBL 2019. |  | Simon Boisvert DBA: BC Home Drafting & Consulting Ltd. | #304 - 3525 W Broadway Vancouver, BC V6R 2B5 | Dwelling Uses | Single Detached House |  |  | 2023 | Killarney | {"coordinates":[-123.0416002,49.2224968],"type":"Point"} | 2023-01 | 49.2224968, -123.0416002
DB-2022-00201 | 2022-01-18 | 2023-01-17 | 364 | 650000 | Addition / Alteration | 3125 W 14TH AVENUE, Vancouver, BC V6K 2X9 | Low Density Housing - Addition / Alteration - Interior and Exterior alterations to remove detached garage, deck, porch, walls and stairs; build a new deck, porch and stairs at the rear, new rain screen and cladding, new walls, stairs, kitchen and bathroom updates and finishes throughout in this existing 2 storey and basement, single detached house (character) and to construct a new detached two (2) car garage having vehicular access from the lane on this inside with lane site. Schedule B Structural and Geotechnical submitted by Shazhe Guo, P. Eng. of Continuity Structural Engineering Inc., Tel: (778) 926-0525. Notes: ~ Energy Upgrade: As per REUP ~ Classified as a Minor Renovation under Part 11, upgrades as per Table 11.2.1.4.(1)-A, -B and -C. ~ This permit has been issued under the VBBL 2019, with updated energy requirements as per bylaw # 12997 effective Jan 01, 2022. |  | Simon Boisvert DBA: BC Home Drafting & Consulting Ltd. | #304 - 3525 W Broadway Vancouver, BC V6R 2B5 | Dwelling Uses | Single Detached House |  |  | 2023 | Kitsilano | {"coordinates":[-123.1746859,49.2599253],"type":"Point"} | 2023-01 | 49.2599253, -123.1746859
DB-2022-03165 | 2022-06-17 | 2023-01-05 | 202 | 12000 | Addition / Alteration | 3508 MONMOUTH AVENUE, Vancouver, BC V5R 5S2 | Field Review - Addition / Alteration - 3508 Monmouth Avenue Exterior and interior alterations and a change of use from a one family dwelling to a one family dwelling with secondary suite with two off street parking spots provided in the detached garage with vehicular access from the lane. Exterior work to remove the deck cover, validate a 7'-2" by 23'-10" rear deck. Interior work to remove the east side suite and validate the west side suite. The services of a Structural Engineer may be required, based upon site inspection by the District Building Inspector.\t Separate sprinkler permit may be required, to be determined by the District Building Inspector. E2- HVAC- Install timers (up to 60 minutes) or humidistat for washroom fan(s) OK for SIPS per W.Wong | Renovation - Residential - Lower Complexity | Simon Boisvert DBA: BC Home Drafting & Consulting Ltd. | #304 - 3525 W Broadway Vancouver, BC V6R 2B5 | Dwelling Uses | Single Detached House w/Sec Suite |  |  | 2023 | Renfrew-Collingwood | {"coordinates":[-123.0284146,49.2402138],"type":"Point"} | 2023-01 | 49.2402138, -123.0284146
BP-2022-04053 | 2022-08-17 | 2023-01-25 | 161 | 15000 | Demolition / Deconstruction | 3627 E 45TH AVENUE, Vancouver, BC V5R 3G6 | Low Density Housing - Demolition / Deconstruction - To demolish the existing one family dwelling building ($15,000) on this site by means of deconstruction. Demo Declaration – Metro Contracting Ltd (604) 729-1435 This permit is subject to the Green Demolition Bylaw (11023) Pre-1950: Green Demolition Conditions Apply 75% Recycling Rate of Building Materials Required ***This permit is issued under the VBBL 2019, with updated energy requirements as per bylaw # 12997 effective Jan 01, 2022.*** |  | Jaswant Sidhu DBA: JSS Development Ltd | 1250 E61st Ave Vancouver, BC V5X2C6 | Dwelling Uses | Single Detached House |  |  | 2023 | Killarney | {"coordinates":[-123.0257517,49.2294836],"type":"Point"} | 2023-01 | 49.2294836, -123.0257517
BP-2023-00238 | 2023-01-17 | 2023-01-18 | 1 | 15000 | Addition / Alteration | 3276 W 21ST AVENUE, Vancouver, BC V6L 1L2 | Field Review - Addition / Alteration - Interior alterations to revert the basement to the last approved plans on file in the Single Detached House on this site. OK for DTI per D.Langevin Jan 12, 2023 | Renovation - Residential - Lower Complexity | Raj Dhiman | 1371 Bute st Vancouver, BC V6E 2A5 | Dwelling Uses | Single Detached House |  |  | 2023 | Dunbar-Southlands | {"coordinates":[-123.1777425,49.2534841],"type":"Point"} | 2023-01 | 49.2534841, -123.1777425
BP-2022-05338 | 2022-11-29 | 2023-01-18 | 50 | 15000 | Addition / Alteration | 1111 W HASTINGS STREET, Vancouver, BC V6E 2J3 | Field Review - Addition / Alteration - #501 - 5th Floor Interior alterations to provide tenant improvements for this existing general office tenant on the 5th floor (#501) of this existing commercial building on site. Scope of work: Demolish existing light fixtures, new bulkhead, pot lights and sprinkler work. Building Sprinklered – Separate sprinkler permit required for proposed sprinkler work. E2 - Lighting - Upgrade to incorporate Automatic Partial OFF (per 9.4.1.1.(g) of ASHRAE 90.1-2016)\t\t\t\t\t\t\t\t\t\t\t\t\t\t\t\t\t\t\t\t\t\t\t\t\t\t\t Energy checklist is currently no longer required with your Building Permit (BP) application. Some supporting documents are still required at BP stage, specifically Envelope and HVAC, if applicable. Service Water Heating and Lighting supporting documents, if applicable, must be submitted with your related trades permits (e.g. electrical and plumbing). All energy upgrades will be checked during inspections stage. It is the applicant’s responsibility to identify and note all required upgrades including energy upgrades on their BP drawings at BP stage. | Renovation - Commercial/ Mixed Use - Lower Complexity | Erickson Yan DBA: Focus Project Management Ltd. | 1705-1177 West Hastings Street Vancouver, BC V6E2K3 | Office Uses | General Office | Focus Project Management Ltd | 1177 W HASTINGS ST Unit 1705 Vancouver, BC V6E 2K3 | 2023 | Downtown | {"coordinates":[-123.1202149,49.2883442],"type":"Point"} | 2023-01 | 49.2883442, -123.1202149
DB-2022-04046 | 2022-08-17 | 2023-01-23 | 159 | 534000 | New Building | 3344 ADANAC STREET, Vancouver, BC V5K 2P3 | Low Density Housing - New Building - To construct a 2 storey two-family dwelling ($534,000.00) with a detached accessory building (garage) and 1 open parking at the rear providing a total of 3 parking spaces, having vehicular access from the lane. 1.\tA/C proposed – Exterior components located in rear yard, Interior components located in closets on Upper Floor. 2.\tSchedule B: (Shamsul Alam Shikder) P.Eng (604-255-3740) Structural 3.\tSchedule B: (Zhao Guan) P.Eng (778-868-5635) Geotechnical 4.\tHPO: Residential Builder- (AJ Pacific Homes Ltd.) Note: This is a 2 storey building pursuant to the Zoning and Development By-Law Address Information: FRONT UNIT #1-3344 Adanac St - Principal Dwelling (north side 1st-3rd floor) BACK UNIT #2-3344 Adanac St - Principal Dwelling (south side 1st-3rd floor) Address and suite numbers assigned as per approved plans for Fire and Emergency response. The address number is to be posted to the building to be visible from the street and the suite numbers are to be posted at the suite entries in accordance with the Building By-law prior to final inspection. ***This permit is issued under the VBBL 2019, with updated energy requirements as per bylaw # 12997 effective Jan 01, 2022.*** | New Build - Low Density Housing | AMARJIT LEALH DBA: AJ PACIFIC HOMES LTD. | 3405 MONS DRIVE VANCOUVER, BC V5M 3B5 | Dwelling Uses | Duplex | AJ Pacific Homes Ltd | 3405 Mons Dr Vancouver, BC V5M 3G5 | 2023 | Hastings-Sunrise | {"coordinates":[-123.0322009,49.2772054],"type":"Point"} | 2023-01 | 49.2772054, -123.0322009
DB-2022-04523 | 2022-09-26 | 2023-01-23 | 119 | 704750 | New Building | 3596 MCGILL STREET, Vancouver, BC | Low Density Housing - New Building - To construct a two and a half storey two-family dwelling ($704,750) with a detached accessory building (garage) at the rear providing 2 parking spaces, having vehicular access from the lane. Entire sprinklered to 2x NFPA-13D requirements. Note: This lot is currently vacant. Note: This is a 2.5 storey building pursuant to the Zoning and Development By-Law 1. A/C units proposed in front/ rear yard and crawl space 2. Bar sinks NOT proposed 3. Schedule B: Sharat Chande P.Eng (604)-723-7534 Structural & Geotechnical & Arch #1.5 glass guards 4. HPO: Residential Builder - 8th Avenue Investments Ltd. Address Note: Addresses have been assigned per the approved plans, access to the rear unit is from the East side. This access must be provided & maintained at all times and the building addresses posted to be visible from the street in accordance with the Building By-law. FRONT UNIT #1-3596 McGill St - One Family Dwelling (north side 1st-3rd floor) BACK UNIT #2-3596 McGill St - One Family Dwelling (south side 1st-3rd floor) ***This permit is issued under the VBBL 2019, with updated energy requirements as per bylaw # 12997 effective Jan 01, 2022.*** | New Build - Low Density Housing | Orlando Ciccone DBA: 8th Avenue Investments Ltd. | 1377 whitsell avenue Burnaby , BC V5C 5E5 | Dwelling Uses | Duplex | 8th Avenue Investments Ltd | 1377 Whitsell Ave Burnaby, BC V5C 5E5 | 2023 | Hastings-Sunrise | {"coordinates":[-123.0259053,49.2886629],"type":"Point"} | 2023-01 | 49.2886629, -123.0259053
BP-2022-05013 | 2022-11-04 | 2023-01-04 | 61 | 300000 | Addition / Alteration | 5350 EAST BOULEVARD, Vancouver, BC V6M 3V2 | Enquiry Centre - Addition / Alteration - Please refer to the accepted plans under related to EP-2022-04579. Interior alterations to provide voluntary fire alarm upgrades as per option 1 of Bulletin 2018-004-BU/EL at this existing public institution building on this site. Note: 1) No Building alterations are being proposed under this permit application. 2) This permit is for alterations as per Option # 1 of Bulletin 2018-004-BU/EL. Any unauthorized work on this site, existing or otherwise, is neither recognized nor approved and may be subject to enforcement action. Sch B (Elect): Aleksandar Hoffman, #23148, 604-324-7122, Viking Fire Protection Inc. Okay for SIPS a per M. Lee November 4, 2022 | Renovation - Commercial/ Mixed Use - Lower Complexity | Randy Burke | #101-8289 North Fraser Way Burnaby, BC V3N 0B9 | Institutional Uses | School - Elementary or Secondary | Viking Fire Protection Inc | 8289 North Fraser Way Unit 101 Burnaby, BC V3N 0B9 | 2023 | Shaughnessy | {"coordinates":[-123.1534234,49.2372893],"type":"Point"} | 2023-01 | 49.2372893, -123.1534234
BP-2022-05032 | 2022-11-07 | 2023-01-19 | 73 | 0 | Salvage and Abatement | 3940 W 24TH AVENUE, Vancouver, BC V6S 1M2 | Low Density Housing - Salvage and Abatement - Salvage and Abatement Permit only for Building permit: DB-2022-05002 and to be completed under the supervision of a qualified professional. This permit does not authorize demolition, deconstruction or construction work. QP: BCQP Environmental Inc. (Peter R. Van Bakel) |  | Maan Ghag DBA: Sona Development Ltd | 6585 Brooks Street Vancouver, BC V5S 3J6 | Dwelling Uses | Dwelling Unit |  |  | 2023 | Dunbar-Southlands | {"coordinates":[-123.1920225,49.2508213],"type":"Point"} | 2023-01 | 49.2508213, -123.1920225
BP-2022-04714 | 2022-10-12 | 2023-01-26 | 106 | 70000 | Addition / Alteration | 823 W 64TH AVENUE, Vancouver, BC V6P 2L5 | Field Review - Addition / Alteration - To alter the exterior and interior of the existing 2-storey one-family dwelling building to provide improvements. Scope of work includes a new rear landing with stairs. | Renovation - Residential - Lower Complexity | Anna Prints | 24342 102B Ave. Maple Ridge, BC V2W 1Y2 | Dwelling Uses | Single Detached House w/Sec Suite |  |  | 2023 | Marpole | {"coordinates":[-123.1250422,49.213152],"type":"Point"} | 2023-01 | 49.213152, -123.1250422
DB-2022-05335 | 2022-11-29 | 2023-01-10 | 42 | 40000 | Addition / Alteration | 2796 E 16TH AVENUE, Vancouver, BC V5M 2L8 | Field Review - Addition / Alteration - Interior alterations and a change of use from a single detached house to a single detached house with suite with two car parking with vehicular accessed off of Kaslo St. OK for Field Review per W.Wong Note to applicant: The services of a structural engineer may be required, based upon site inspection by the District Building Inspector. All trees and landscaping to be retained in good condition. Contractor is responsible for tee protection measures. Any necessary tree removals with separate permit. Director of Planning reserves the right to request a landscape plan where necessary, subject to review. Where existing landscaping is being affected by the targeted repair the applicant will protect where possible and replace any removed/damaged landscaping to match existing. Division C, Article 1.6.2.8. of VBBL. 1) Subject to the provisions of Article 1.6.2.9., an owner shall comply with all the necessary requirements to complete an application for a permit within 6 months after the date of receipt of the application by the Chief Building Official. | Renovation - Residential - Lower Complexity | Matt Sze | 2796 East 16th Avenue Vancouver, BC V5M2L8 | Dwelling Uses | Single Detached House w/Sec Suite |  |  | 2023 | Renfrew-Collingwood | {"coordinates":[-123.047265,49.2551533],"type":"Point"} | 2023-01 | 49.2551533, -123.047265
BP-2022-04612 | 2022-10-03 | 2023-01-25 | 114 | 157500 | Addition / Alteration | 2981 E 56TH AVENUE, Vancouver, BC | High Density Housing / Commercial - Addition / Alteration - Building 12 To alter the exterior of this existing multiple dwelling building to repair guardrails, balconies, and decks, including replacement of siding in select areas. All cladding and guard rail materials, style and color to match existing. ***Reviewed under VBBL 2019*** Scope: - Balcony repairs - guardrail, guard-wall and siding replacement - Balcony deck repair - Balcony waterproofing and soffit replacement - gutters, downspouts, flashings and accessories replacement - Balcony doors to be removed and reinstated BUILDING 12 2981 E 56th Av using unit numbers #50-#61 (12 Dwelling Units) 2985 E 56th Av using unit numbers #62-#73 (12 Dwelling Units) Building Review Notes: 1. This permit has been reviewed under the requirement of VBBL #12511 (2019) 2. Contractor shall have a valid business license. |  | Sammy Kwan DBA: IRC Building Sciences Group | 250-21900 Westminster Hwy Richmond, BC V6V 0A8 | Dwelling Uses | Multiple Dwelling |  |  | 2023 | Killarney | {"coordinates":[-123.0441733,49.2183188],"type":"Point"} | 2023-01 | 49.2183188, -123.0441733
DB-2022-04398 | 2022-09-14 | 2023-01-18 | 126 | 450000 | Addition / Alteration | 903 EXPO BOULEVARD, Vancouver, BC V6Z 3G8 | Field Review - Addition / Alteration - 903 Expo Boulevard Interior alterations and a change of use from Retail to Health Care Office to provide improvements for a new tenant at unit 903 Expo Boulevard on the ground floor of this mixed-use building on this site. Notes for engineering: Project Value: $450,000 Additional fixtures: 7 sinks and 1 water closet Sprinklers not being added Street Use not required OK for DB and Field Review per W. Wong September 14, 2022 Sch A & B (Elect): Patrick Krzesinkski, P.Eng, #48822, 604-986-4128, Western Element Engineering Inc. Sch B (Plumb + Mech): Daryl Keturakis, P.Eng #25200, 604-591-2766, Bycar Engineering Ltd. E2 - Lighting - Upgrade to Restricted to Manual ON (per 9.4.1.1.(b) of ASHRAE 90.1-2016) as shown on the Sheet E3 | Renovation - Commercial/ Mixed Use - Lower Complexity | Liat Nirenberg DBA: Studio Liat Interior Design | 1669 adanac street Vancouver, BC V5L 2C7 | Office Uses | Health Care Office |  |  | 2023 | Downtown | {"coordinates":[-123.1157158,49.2758213],"type":"Point"} | 2023-01 | 49.2758213, -123.1157158
DB-2022-03928 | 2022-08-10 | 2023-01-30 | 173 | 650000 | Addition / Alteration | 545 E 46TH AVENUE, Vancouver, BC V5W 2A2 | Low Density Housing - Addition / Alteration - Exterior and interior alterations to lift, relocate and reconstruct the ground floor, reconstruct the rear addition and to convert the existing multiple conversion dwelling building to a single detached house with a secondary suite on this site The building is to be sprinklered in accordance with NFPA 13D requirements. Geotechnical/Structural Schedule B/Assurance of Retention of Existing Portions of Buildings submitted by Henry H.S. Hsu - 604.322.7158 Scope of work includes sprinklering, addition of two bedrooms and addition of four plumbing fixtures Note: - No strata titling is permitted. - An annual Vancouver Business License must be obtained prior to the rental of this approved one-family dwelling and/or secondary suite on this site. - Install interconnected, hardwired, 120 volt smoke alarms with battery back-up and silencing feature, in each sleeping unit and within 5 m outside each sleeping area on each storey as per Building By-law 9.1019. - Install carbon monoxide alarm as per Building By-la 9.32.4.2. & Bulletin 2007-007-BU/EL. - Upgrade work under Part 11 (based on value of work - energuide related 11.2.1.1.4). |  | James Tuer DBA: JWT Architecture and Planning | #1 - 342E Esplanade Drive North Vancouver, BC V7L 1A4 | Dwelling Uses | Multiple Conversion Dwelling | Aurora Custom Homes Ltd | 630 W 18TH AV Vancouver, BC V5Z 1V8 | 2023 | Sunset | {"coordinates":[-123.0932276,49.2285763],"type":"Point"} | 2023-01 | 49.2285763, -123.0932276
DB-2022-04399 | 2022-09-14 | 2023-01-30 | 138 | 200000 | New Building | 480 E 48TH AVENUE #3, Vancouver, BC | Low Density Housing - New Building - To construct a 1 storey laneway house building ($200,000) with an attached garage providing 1 parking space + 1 on grade parking space, having vehicular access from the lane. The entire building, INCLUDING THE ATTACHED GARAGE (if applicable), to be sprinklered to NFPA 13D. Note: This is a 1 storey building pursuant to the Zoning & Development By-law 1- Covenant not required with existing house 2- No Strata Titling permitted 3- A/C unit proposed by rear patio/ int. bedroom #1 4- Structural schedule B: (Z. Zhao) P.Eng (604.526.1305) 5- Geotechnical schedule B: (Z. Zhao) P.Eng (604.526.1305) 6- HPO: Owner Builder ***This permit is issued under the VBBL 2019, with updated energy requirements as per bylaw # 12997 effective Jan 01, 2022.*** | New Build - Standalone Laneway | Yan Cheung DBA: WideUse Construction & Design | 1879 129 St Surrey, BC V4A 7J4 | Dwelling Uses | Laneway House |  |  | 2023 | Sunset | {"coordinates":[-123.0946747,49.2262912],"type":"Point"} | 2023-01 | 49.2262912, -123.0946747
BP-2023-00263 | 2023-01-17 | 2023-01-26 | 9 | 140000 | Addition / Alteration | 1635 W 3RD AVENUE #315, Vancouver, BC V6J 0B6 | Field Review - Addition / Alteration - Interior alterations to renovate the existing dwelling unit #315 on the 3rd floor of this existing mixed-use building on this site. OK to process as DTI as per J. Zhang January 17, 2023 | Renovation - Residential - Lower Complexity | Maison d'etre Design-build Inc DBA: maison d'etre design-build inc | 111 W. 5th Avenue Vancouver, BC V5Y 1H9 | Dwelling Uses | Multiple Dwelling | Maison D'Etre Design-Build Inc | 111 W 5TH AV Vancouver, BC V5Y 1H9 | 2023 | Fairview | {"coordinates":[-123.1418953,49.2690958],"type":"Point"} | 2023-01 | 49.2690958, -123.1418953
BP-2022-03609 | 2022-07-15 | 2023-01-20 | 189 | 15000 | Demolition / Deconstruction | 721 W 49TH AVENUE, Vancouver, BC | Enquiry Centre - Demolition / Deconstruction - To demo this existing one family dwelling built in 1962 to grade. Not previously used for residential rental. |  | Kevin Chan | Unit 301 - 2255 Twin Creek Place West Vancouver, BC V7S 3K4 | Dwelling Uses | Single Detached House | G & K Excavation and Demolition Services Ltd |  | 2023 | Oakridge | {"coordinates":[-123.1226155,49.2266262],"type":"Point"} | 2023-01 | 49.2266262, -123.1226155
BP-2021-05635 | 2021-10-28 | 2023-01-26 | 455 | 72000000 | New Building | 550 DRAKE STREET, Vancouver, BC | Certified Professional Program - New Building - BP Stage I issued before DP To construct a new 41-storey mixed-use building consisting of: - 1st storey - residential lobby and entrance lobby to the worship multi-purpose/educational space with canteen and servery; no commercial cooking is proposed; - 2nd to 6th storey - worship multipurpose/educational space containing a prayer hall for 274 p, social hall, childminding area used when people are using the other facilities in the podium; - 6th to 40 storey - 193 social rental housing; and - 41st storey - roof top amenity deck; all over a 5-storey below grade parking structure. STAGE I - EXCAVATION & SHORING Issued: January 26, 2023. STAGE I has been released subject to site consolidation, prior to issuance of Stage II. HPO rental exemption form is still outstanding. |  | Michael Van Blokland DBA: LMDG Building Code Consultant | 4th Floor - 780 Beatty Street Vancouver, BC V6B 2M1 | Dwelling Uses, Institutional Uses, Parking Uses | Child Day Care Facility, Church, Multiple Dwelling, Parking Garage | Syncra Construction Corp | 4180 LOUGHEED HIGHWAY Unit 301 Burnaby, BC V5C 6A7 | 2023 | Downtown | {"coordinates":[-123.1263139,49.2750972],"type":"Point"} | 2023-01 | 49.2750972, -123.1263139
BP-2022-01720 | 2022-04-04 | 2023-01-25 | 296 | 25961 | Addition / Alteration | 401 BURRARD STREET, Vancouver, BC V6C 3R2 | Field Review - Addition / Alteration - Interior alterations to provide improvements to the office tenant (Federal Government offices) on the 8th floor of this commercial building on this site. Work to add a new fan coil unit in the server room. Schedule A and Schedule B (Mechanical), Christopher Jones P.Eng., ph:604.685.9381 Schedule B (Electrical), L.T. Lee P. Eng., ph: 604.631.9642 Building Sprinklered – Building inspector to determine on site if a separate sprinkler permit is required OK to process as DTI as per W. Wong April 4, 2022 No energy upgrade required. BOMA BESt building. | Renovation - Commercial/ Mixed Use - Lower Complexity | Chris Jones DBA: WSP Canada Inc. | 840 Howe Street Suite 1000 Vancouver, BC V6Z 2S9 | Office Uses | General Office |  |  | 2023 | Downtown | {"coordinates":[-123.1178324,49.2870917],"type":"Point"} | 2023-01 | 49.2870917, -123.1178324
DB-2021-06773 | 2021-12-19 | 2023-01-10 | 387 | 809750 | New Building | 4466 W 5TH AVENUE, Vancouver, BC V6R 1S5 | Low Density Housing - New Building - This Building Permit will remain in a suspended status until the associated (green) Demolition Permit BP-2022-01317 is completed. To construct a 2 storey one-family dwelling with a secondary suite located in the Basement ($807,750.00) with an open parking pad, providing 1 parking space, having vehicular access from the 20' Lane. 1.\tCovenant registered at the Land Title Office under CA9778676 2.\tNo Strata Titling permitted 3.\tA/C proposed – Exterior component located in Rear Yard (South), Interior component located in Basement 4.\tSchedule B: (Ke Jian, Ma) P.Eng (604.599.8890) Structural 5.\tSchedule B: (Jian Zhong Jin) P.Eng (604.362.7021) Geotechnical 6.\tHPO: Residential Builder- MCCM Residential Ltd Note: This is a 2 storey building pursuant to the Zoning and Development By-Law Address Information: Principle Dwelling: #1 - 4466 W 5 Ave Secondary Suite: #2 – 4466 W 5 Ave Laneway home: #3 – 4466 W 5 Ave Addresses have been assigned per the approved plans, access to the rear unit is from the South side. This access must be provided & maintained at all times and the building addresses posted to be visible from the street in accordance with the Building By-law. **THIS PERMIT HAS BEEN ISSUED UNDER THE REQUIREMENTS OF VBBL #12511 (2019) ** | New Build - Low Density Housing | Helen Han DBA: Joy Design Limited | 1653 Milford ave Coquitlam, BC V3J 2V9 | Dwelling Uses | Single Detached House w/Sec Suite | MCCM Residential Ltd |  | 2023 | West Point Grey | {"coordinates":[-123.2080666,49.2678826],"type":"Point"} | 2023-01 | 49.2678826, -123.2080666
DB-2021-06087 | 2021-11-21 | 2023-01-18 | 423 | 703100 | New Building | 2052 E 22ND AVENUE, Vancouver, BC V5N 2R4 | Low Density Housing - New Building - Note: This Building Permit will remain in a suspended status until the associated (green) Demolition Permit BP-2022-01367 is completed. To construct a 2.5 storey two-family dwelling ($703,100.00) with a detached accessory building (garage) at the rear providing 2 parking spaces, having vehicular access from the lane. 1.\tA/C proposed – Exterior component located in rear yard, Interior component located in second floor closets 2.\tSchedule B: (Henry S.N. Hsu, P.Eng. 604-322-7158) Structural & Geotechnical 3.\tHPO: Residential Builder- MCCM Residential Ltd. Note: This is a 2.5 storey building pursuant to the Zoning and Development By-Law Address Information: FRONT UNIT 2052 E 22nd Av - One Family Dwelling (north side 1st-3rd floor) BACK UNIT 2050 E 22nd Av - One Family Dwelling (south side 1st-3rd floor) Address numbers assigned as per approved plans for Fire and Emergency response. The address numbers are to be posted to the building to be visible from the street and in accordance with the Building By-law prior to final inspection. **THIS PERMIT HAS BEEN ISSUED UNDER THE REQUIREMENTS OF VBBL #12511 (2019) ** | New Build - Low Density Housing | Terry Chen DBA: T Chen Custom Homes / TC Studio | 296-4388 Still Creek Ave Burnaby, BC V5C 6C6 | Dwelling Uses | Duplex | MCCM Residential Ltd |  | 2023 | Kensington-Cedar Cottage | {"coordinates":[-123.0635651,49.2500133],"type":"Point"} | 2023-01 | 49.2500133, -123.0635651
DB-2021-03486 | 2021-07-08 | 2023-01-05 | 546 | 29000 | Demolition / Deconstruction | 4970 QUEBEC STREET, Vancouver, BC V5W 2N2 | Enquiry Centre - Demolition / Deconstruction - To demolish the existing one family dwelling building. 75% recycling rate of building materials required. Note: TP-2021-00415 to be issued with demo permit |  | Jenny Glowa | 19-62 Fawcett Road Coquitlam , BC V3K 6V5 | Dwelling Uses | Single Detached House | MWL Demolition Ltd |  | 2023 | Riley Park | {"coordinates":[-123.1024292,49.2399487],"type":"Point"} | 2023-01 | 49.2399487, -123.1024292
DB-2021-03482 | 2021-07-08 | 2023-01-05 | 546 | 29000 | Demolition / Deconstruction | 4940 QUEBEC STREET, Vancouver, BC V5W 2N2 | Enquiry Centre - Demolition / Deconstruction - To demolish the existing one family dwelling building. 75% recycling rate of building materials required. Note: TP-2021-00415 to be issued with demo permit |  | Jenny Glowa | 19-62 Fawcett Road Coquitlam , BC V3K 6V5 | Dwelling Uses | Single Detached House | MWL Demolition Ltd |  | 2023 | Riley Park | {"coordinates":[-123.1024163,49.2401555],"type":"Point"} | 2023-01 | 49.2401555, -123.1024163
DB-2021-03484 | 2021-07-08 | 2023-01-05 | 546 | 29000 | Demolition / Deconstruction | 4960 QUEBEC STREET, Vancouver, BC V5W 2N2 | Enquiry Centre - Demolition / Deconstruction - To demolish the existing one family dwelling building. 75% recycling rate of building materials required. Note: TP-2021-00415 to be issued with demo permit |  | Jenny Glowa | 19-62 Fawcett Road Coquitlam , BC V3K 6V5 | Dwelling Uses | Single Detached House | MWL Demolition Ltd |  | 2023 | Riley Park | {"coordinates":[-123.1024224,49.2400566],"type":"Point"} | 2023-01 | 49.2400566, -123.1024224
BP-2022-03915 | 2022-08-09 | 2023-01-11 | 155 | 32400 | Addition / Alteration | 6449 WILTSHIRE STREET, Vancouver, BC V6M 3M3 | Low Density Housing - Addition / Alteration - Exterior and interior alterations to add approximately 102.80 sq. ft. in the basement and to expand the rear deck of this existing single detached house on this site. Structural Schedule B, submitted by: Richard Herfst, P. Eng., Struct. Eng., 604.553.0524 Renovation Energy Upgrade Proposal provided by Tommy Youngsung Byun of Capital Home Energy Inc, 604.562.0387 Note: - Building is Sprinklered - Install interconnected, hardwired, 120 volt smoke alarms with battery back-up and silencing feature, in each sleeping unit and within 5m outside each sleeping areas on each storey as per Building Bylaw 9.10.19. - Install Carbon Monoxide Alarm as per Building By-Law 9.32.4.2. & Bulletin 2007-007-BU/EL |  | Geoff Bartle DBA: Convergence | 1199 EASTWOOD ST Suite 1007 COQUITLAM, BC V3B 7W7 | Dwelling Uses | Single Detached House |  |  | 2023 | Kerrisdale | {"coordinates":[-123.1469433,49.227678],"type":"Point"} | 2023-01 | 49.227678, -123.1469433
DB-2022-05273 | 2022-11-23 | 2023-01-13 | 51 | 40000 | Addition / Alteration | 3589 COMMERCIAL STREET, Vancouver, BC V5N 4E8 | Field Review - Addition / Alteration - Interior alterations ONLY and change of use from general office to Health Care Office for a new tenant in this existing mixed used building. OK for field review as per Andrew W. on November 23, 2022. Notes: - Sprinklered building - Energy Upgrade - E2 - Lightning - Upgrade to Local Control (per 9.4.1.1.(a) of ASHRAE 90.1-2016) | Renovation - Commercial/ Mixed Use - Lower Complexity | Paper Crane Massage Therapy | 2555 Venables Street Vancouver, BC V5K 2R2 | Office Uses | Health Care Office |  |  | 2023 | Kensington-Cedar Cottage | {"coordinates":[-123.0682876,49.2526549],"type":"Point"} | 2023-01 | 49.2526549, -123.0682876
BP-2022-04879 | 2022-10-25 | 2023-01-04 | 71 | 430000 | Addition / Alteration | 8276 ST. GEORGE STREET, Vancouver, BC V5X 3S5 | High Density Housing / Commercial - Addition / Alteration - Building Permit for DP-2022-00392: Interior alterations to the existing Creative Products Manufacturing use and add 1656 square feet to the rear portion and convert it from mezzanine to second floor and adding mezzanine floor of 814 square feet to this existing 2 story building and making it to a 2 story building with mezzanine. Total floor area addition is 2470 square feet. Whole building will be sprinklered. Design occupant load is 25. Note: This application is reviewed under VBBL 2019. |  | Ivy Hu | 7253 Weaver Crt Vancouver, BC V5S 3Y8 | Manufacturing Uses | Creative Products Manufacturing |  |  | 2023 | Sunset | {"coordinates":[-123.0935609,49.2098754],"type":"Point"} | 2023-01 | 49.2098754, -123.0935609
BP-2022-03664 | 2022-07-20 | 2023-01-30 | 194 | 0 | New Building | 928 W 32ND AVENUE, Vancouver, BC V5Z 2K2 | Certified Professional Program - New Building - The rear block (Building B - 2 storeys) will have 4, two storey side by side townhouses. VBBL 2019 - NFPA 13 Refer to BP-2021-05126 for site work, below grade facilities and common underground parking. Staged Construction |  | Erik Watson-Hurthig DBA: Eriksberg Engineering Ltd. | 470 East 10th Avenue Vancouver, BC V5T 2A1 | Dwelling Uses | Multiple Dwelling | LOUISAN PACIFIC DEVELOPMENTS INC |  | 2023 | South Cambie | {"coordinates":[-123.1256585,49.2423656],"type":"Point"} | 2023-01 | 49.2423656, -123.1256585
BP-2022-04881 | 2022-10-25 | 2023-01-04 | 71 | 118650 | Addition / Alteration | 3609 W 16TH AVENUE, Vancouver, BC V6R 3C3 | Field Review - Addition / Alteration - 3609 W 16th Avenue. Interior alterations to provide tenant improvements for Similar to Beauty and Wellness Centre with accessory Retail Store (first TI) at 3609 W 16th Av in this existing mixed-use residential building. Note: 1. Related to DP-2022-00803 for change of use from Retail (shell) to Similar to Beauty and Wellness Centre. | Renovation - Commercial/ Mixed Use - Lower Complexity | Rosa Salcido DBA: Vivid Green Architecture Inc. | Unit 1141 - 11871 Horseshoe Way Richmond, BC V7A 5H5 | Service Uses | Beauty and Wellness Centre |  |  | 2023 | West Point Grey | {"coordinates":[-123.1845819,49.2580176],"type":"Point"} | 2023-01 | 49.2580176, -123.1845819
DB-2021-05286 | 2021-10-12 | 2023-01-12 | 457 | 40000 | Addition / Alteration | 2323 WALL STREET, Vancouver, BC V5L 1B8 | Low Density Housing - Addition / Alteration - interior /exterior alterations to this existing one family dwelling including change of use from one family dwelling to one family dwelling with secondary suite. CF-2017-012610- wwop - all work completed scope of work: enclose carport to habitable space add secondary suite one new plumbing fixture added Note: building is not sprinklered |  | ASIF BHANJI | 2323 WALL ST VANCOUVER, BC V5L1B8 | Dwelling Uses | Single Detached House w/Sec Suite |  |  | 2023 | Grandview-Woodland | {"coordinates":[-123.0589237,49.2898716],"type":"Point"} | 2023-01 | 49.2898716, -123.0589237
BP-2023-00091 | 2023-01-09 | 2023-01-25 | 16 | 0 | Salvage and Abatement | 3075 COURTENAY STREET, Vancouver, BC V6R 3X8 | Low Density Housing - Salvage and Abatement - Salvage and Abatement Permit only for Building permit: DB-2022-05368 and to be completed under the supervision of a qualified professional. This permit does not authorize demolition, deconstruction or construction work. QP: BCQP Environmental Inc. (Peter R. Van Bakel) |  | Vincent Wan DBA: D.V. Design Ltd. | 4038 Toronto Street Port Coquitlam, BC V3B6X8 | Dwelling Uses | Dwelling Unit | East West Excavating 2022 ltd | 720 Rennie Pl New Westminster, BC V3M 6P6 | 2023 | West Point Grey | {"coordinates":[-123.2003347,49.2594139],"type":"Point"} | 2023-01 | 49.2594139, -123.2003347
DB-2022-03688 | 2022-07-21 | 2023-01-30 | 193 | 175637.5 | New Building | 3711 W 24TH AVENUE #3, Vancouver, BC | Low Density Housing - New Building - To construct a 1 storey laneway house building ($175,637.50) with an attached garage and 1 open parking pad, providing a total of 2 parking spaces, having vehicular access from the lane. Note: This is a 1 ½ storey building pursuant to the Zoning & Development By-law 1.\tCovenant registered at the Land Title Office under CB239791 2.\tNo Strata Titling permitted 3.\tNo A/C unit proposed 4.\tSchedule B: Antony Wang, P.Eng (604-618-6236) Structural & Geotechnical 5. \tHPO: Residential Builder - Wei Ga Enterprise Ltd. 6.\tThe entire building, INCLUDING THE ATTACHED GARAGE (if applicable), to be sprinklered to NFPA 13D. Addressing Note: Building 2 #3-3711 W 24th Av - Laneway House (1-storey) Address and suite number assigned as per approved plans for Fire and Emergency response. The address number is to be posted to the building to be visible from the street and the suite number is to be posted at the suite entry in accordance with the Building By-law prior to final inspection. ***This permit has been issued under the VBBL 2019, with updated energy requirements as per bylaw # 12997 effective Jan 01, 2022.*** | New Build - Low Density Housing | Vincent Wan DBA: D.V. Design Ltd. | 4038 Toronto Street Port Coquitlam, BC V3B6X8 | Dwelling Uses | Laneway House | Wei Ga Enterprise Ltd | 980 W 32ND AV Vancouver, BC V5Z 2K2 | 2023 | Dunbar-Southlands | {"coordinates":[-123.1868424,49.2513168],"type":"Point"} | 2023-01 | 49.2513168, -123.1868424
BP-2023-00285 | 2023-01-19 | 2023-01-26 | 7 | 3600 | Addition / Alteration | 1251 CARDERO STREET, Vancouver, BC V6G 2H9 | Field Review - Addition / Alteration - #1501 Interior alterations to provide residential unit improvement to #1501 on the 15th floor of this existing multiple dwelling building. Scope of work is to remove interior walls at the kitchen area and new lighting to suit. OK for Field Review as per S.Yu on Jan 16, 2023 Notes: - DBI to determine on site is Schedule B, Structural, is required. - This building is not sprinklered. | Renovation - Residential - Lower Complexity | Luka Myftiu | 1251 cardero street vancouver, BC V6G2H9 | Dwelling Uses | Multiple Dwelling | Amini Construction Inc | 4812 Skyline Dr North Vancouver, BC V7R 3J3 | 2023 | West End | {"coordinates":[-123.1398846,49.2849941],"type":"Point"} | 2023-01 | 49.2849941, -123.1398846
BP-2022-05549 | 2022-12-16 | 2023-01-20 | 35 | 350000 | Addition / Alteration | 650 W GEORGIA STREET, Vancouver, BC V6B 4N9 | Field Review - Addition / Alteration - #2940 - 29th floor Interior alterations to provide improvements for an existing office tenant on the 29th floor (#2940) of this existing commercial building. Scope of work: demo/construction of partition walls, doors for new layout. Electrical, plumbing, & Sprinklers to suit. Note: this is an existing tenant on the 30th floor that is expanding into #2940. No interconnection between floors. E2 - Retrofit Path: BOMA BESt (Path 1) - No Additional Upgrades Req'd\t\t\t\t\t\t\t\t\t\t\t\t\t\t\t\t Energy checklist is currently no longer required with your Building Permit (BP) application. Some supporting documents are still required at BP stage, specifically Envelope and HVAC, if applicable. Service Water Heating and Lighting supporting documents, if applicable, must be submitted with your related trades permits (e.g. electrical and plumbing). All energy upgrades will be checked during inspections stage. It is the applicant's responsibility to identify and note all required upgrades including energy upgrades on their BP drawings at BP stage. | Renovation - Commercial/ Mixed Use - Lower Complexity | Ron Boram DBA: Aura Office Environments | #1570 - 609 Granville St. PO Box 10037 LCD Pacific Centre Vancouver, BC V7Y 1A1 | Office Uses | General Office |  |  | 2023 | Downtown | {"coordinates":[-123.1180513,49.2818014],"type":"Point"} | 2023-01 | 49.2818014, -123.1180513
BP-2022-05209 | 2022-11-17 | 2023-01-19 | 63 | 0 | Salvage and Abatement | 5804 LANARK STREET, Vancouver, BC V5P 2Y5 | Low Density Housing - Salvage and Abatement - Salvage and Abatement Permit only for Building permit: DB-2022-05175 and to be completed under the supervision of a qualified professional. This permit does not authorize demolition, deconstruction or construction work. QP: Pacific Ark Environmental Consulting Ltd. (Xiaoqiang (David) Yang) |  | David Lin Design Studio | 1031 Balsam Street White Rock, BC V4B 4J3 | Dwelling Uses | Dwelling Unit |  |  | 2023 | Victoria-Fraserview | {"coordinates":[-123.0752916,49.2317485],"type":"Point"} | 2023-01 | 49.2317485, -123.0752916
BP-2022-04273 | 2022-09-06 | 2023-01-20 | 136 | 15000 | Addition / Alteration | 350 W GEORGIA STREET, Vancouver, BC V6B 6B1 | Field Review - Addition / Alteration - Interior alterations to provide improvements at Parking Level P3 at this existing Library building on this site. Scope of work includes to enlarge the ice storage tank access. Schedule B - Structural - Jennifer Durham - 604-738-0048 Ok for Field Review as per Kirat Kang, September 2, 2022 | Renovation - Commercial/ Mixed Use - Lower Complexity | Scott Stewart | 200 – 638 Smithe Street Vancouver, BC V6B 1E3 | Cultural/Recreational Uses, Parking Uses | Library, Parking Garage |  |  | 2023 | Downtown | {"coordinates":[-123.1155703,49.2797085],"type":"Point"} | 2023-01 | 49.2797085, -123.1155703
BP-2022-04100 | 2022-08-22 | 2023-01-17 | 148 | 55000 | Addition / Alteration | 5885 VICTORIA DRIVE, Vancouver, BC | Field Review - Addition / Alteration - 5885 Victoria Drive. Interior alterations to provide improvements for a new Similar to Health Enhancement Centre tenant at 5885 Victoria Dr in this existing commercial building. OK for field review as per Eun Jeon, August 30, 2022 Notes: 1. Related to DP-2022-00685 for change of use from Health Care Office to similar to Enhancement Centre. | Renovation - Commercial/ Mixed Use - Lower Complexity | Benson Lai DBA: Wing Kai Renovation Ltd. | 6291 Maple Road Richmond, BC V7E1G4 | Office Uses | Health Enhancement Centre |  |  | 2023 | Victoria-Fraserview | {"coordinates":[-123.0656425,49.2308748],"type":"Point"} | 2023-01 | 49.2308748, -123.0656425
BP-2022-05170 | 2022-11-16 | 2023-01-04 | 49 | 289828 | Addition / Alteration | 1055 W GEORGIA STREET, Vancouver, BC V6P 3P3 | Field Review - Addition / Alteration - #3200 - 32nd Floor Interior alterations to provide tenant improvements to this existing full floor office tenant on the 32nd floor (#3200) of this existing commercial use building. Scope of work includes extending an interior wall, new electrical and lighting in a corridor on the east side of the floor. Also includes reconfiguring the interior walls, electrical and lighting in a room on the west side of the floor. TENANT: RBC Dominion Securities OK For Field Review per Nehzat J - November 16, 2022 Letters of Assurance submitted: - Schedule A and Architectural Schedule B, Miren Amaya Del Castillo, AIBC, 604.562.4617 - Schedule B Structural, Hardeep Gill, P.Eng, 604-738-0048 - Schedule B Mechanical, Matthew Clayton, P.Eng, 604-687-1821 - Schedule B Electrical, Roger Dupuis, P. Eng, 604.569.6500 Notes: - Energy Upgrade: E2 - HVAC - Clean and Balance all Air Systems (per 6.7.2.3.2 of ASHRAE 90.1-2016) and E2 - Lighting - Upgrade to Local Control (per 9.4.1.1.(a) of ASHRAE 90.1-2016). - Building Sprinklered – Building inspector to determine on site if a separate sprinkler permit is required. - DBI to determine on site if Schedule B, Structural, is required. Energy checklist is currently no longer required with your Building Permit (BP) application. Some supporting documents are still required at BP stage, specifically Envelope and HVAC, if applicable. Service Water Heating and Lighting supporting documents, if applicable, must be submitted with your related trades permits (e.g. electrical and plumbing). All energy upgrades will be checked during inspections stage. It is the applicant's responsibility to identify and note all required upgrades including energy upgrades on their BP drawings at BP stage. | Renovation - Commercial/ Mixed Use - Lower Complexity | Susan Srepel DBA: SGH Design Partners | #205-1110 Hamilton St Vancouver, BC V6B 2S2 | Office Uses | General Office |  |  | 2023 | Downtown | {"coordinates":[-123.1219503,49.2854092],"type":"Point"} | 2023-01 | 49.2854092, -123.1219503
DB-2022-05541 | 2022-12-16 | 2023-01-20 | 35 | 250000 | Addition / Alteration | 2785 ASH STREET, Vancouver, BC V5Z 1M9 | Field Review - Addition / Alteration - Interior alterations to provide for the installation of two (2) new mechanical systems and exterior alterations to provide for the installation of the two (2) new associated rooftop condensing units at this existing Banfield Pavilion for Vancouver Coastal Health. Exterior alterations for the two (2) new rooftop condensing units have been cleared by planner David Cha, December 16, 2022. OK for Field Review processing as per Howie Chow, December 16, 2022. | Renovation - Commercial/ Mixed Use - Lower Complexity | Robert Tone DBA: Building Energy Solutions | 722-550 W Broadway Vancouver, BC V5Z 0A9 | Institutional Uses | Hospital |  |  | 2023 | Fairview | {"coordinates":[-123.1187682,49.2611939],"type":"Point"} | 2023-01 | 49.2611939, -123.1187682
BP-2022-05459 | 2022-12-12 | 2023-01-20 | 39 | 30000 | Addition / Alteration | 2830 BENTALL STREET, Vancouver, BC | Field Review - Addition / Alteration - Interior alterations to repair smoke damage to the electrical room on the 3rd level of this existing Retail Store building on this site. OK for Field Review per R.Walton Schedule B Architectural - Terrence Holder - 647-738-5368, tholder@30fe.com Note: Existing sprinkler heads at underside of mezzanine should not be removed or reduced or separate Sprinkler Trade Permit might be required for relocating heads. | Renovation - Commercial/ Mixed Use - Lower Complexity | Aman Williams |  | Retail Uses | Retail Store |  |  | 2023 | Renfrew-Collingwood | {"coordinates":[-123.0319463,49.2590055],"type":"Point"} | 2023-01 | 49.2590055, -123.0319463
BP-2023-00208 | 2023-01-13 | 2023-01-20 | 7 | 500000 | Addition / Alteration | 1090 W GEORGIA STREET, Vancouver, BC V6E 3V7 | Field Review - Addition / Alteration - #1600 - 1090 W Georgia Street Interior renovations for unit #1600 - 1090 W Georgia Street in this existing office building. Scope of work includes: 1) New electrical work. 2) Update interior layout of unit. 3) New flooring. | Renovation - Commercial/ Mixed Use - Lower Complexity | Consulate Korean | 1090 West Georgia St. Vancouver, BC V6E 3V7 | Office Uses | General Office |  |  | 2023 | West End | {"coordinates":[-123.123272,49.2853723],"type":"Point"} | 2023-01 | 49.2853723, -123.123272
BP-2021-04384 | 2021-08-16 | 2023-01-20 | 522 | 20000 | Addition / Alteration | 330 W PENDER STREET, Vancouver, BC V6B 3K2 | Field Review - Addition / Alteration - Interior alterations only to provide voluntary structural seismic upgrades to provide additional reinforcement for the eight (8) new server racks that would be placed on the 2nd storey of this existing Hall use at this existing commercial BC Permanent Building. Structural Schedule B provided by John Zickmantel Energy upgrade exempted: Seismic upgrade OK for field review as per Howie Chow, August 16, 2021. | Renovation - Commercial/ Mixed Use - Lower Complexity | Shean Lindberg DBA: Creekside Management | #610 - 1228 Marinaside Crescent Vancouver, BC V6Z 2W4 | Cultural/Recreational Uses | Hall |  |  | 2023 | Downtown | {"coordinates":[-123.1116875,49.2822528],"type":"Point"} | 2023-01 | 49.2822528, -123.1116875
DB-2022-02266 | 2022-05-02 | 2023-01-17 | 260 | 1005000 | New Building | 5331 SHERBROOKE STREET, Vancouver, BC V5W 3M6 | Low Density Housing - New Building - To construct a 2 storey + basement one-family dwelling with a secondary suite ($1,005,000) located in the basement with a detached accessory building (garage), at the rear providing 1 parking spaces, having vehicular access from the lane. Note: Parking for the site has been provided under DB-2022-02267 (Laneway House) Note: This Building Permit will remain in a suspended status until the associated (green) Demolition Permit BP-2022-03198 is completed. Note: This is a 2 storey building pursuant to the Zoning and Development By-Law 1- Covenant registered at the Land Title Office under CB34487 2- No strata titling permitted 3- Bar sink proposed in basement 4- A/C unit proposed in rear yard 5- Schedule B: Jason Hui P.Eng (778.319.3403) Structural & Geotechnical 6- HPO: Residential Builder - Rohtab Garcha Home Development Ltd Address Note: Building 1 #1-5331 Sherbrooke St - One Family Dwelling (1st-2nd floor, south side basement) #2-5331 Sherbrooke St - Secondary Suite (north side basement) Address and suite numbers assigned as per approved plans for Fire and Emergency response. The address number is to be posted to the building to be visible from the street and the suite numbers are to be posted at the suite entries in accordance with the Building By-law prior to final inspection. ***This permit is issued under the VBBL 2019, with updated energy requirements as per bylaw # 12997 effective Jan 01, 2022.*** | New Build - Low Density Housing | Hardeep Garcha | 475 E 47th Ave Vancouver, BC V5W2B3 | Dwelling Uses | Single Detached House w/Sec Suite | Rohtab Garcha Home Development Ltd | 126 E 52ND AV Vancouver, BC V5X 1G6 | 2023 | Kensington-Cedar Cottage | {"coordinates":[-123.0814698,49.2363298],"type":"Point"} | 2023-01 | 49.2363298, -123.0814698
BP-2022-05466 | 2022-12-13 | 2023-01-11 | 29 | 45000 | Demolition / Deconstruction | 7726 ASH STREET, Vancouver, BC V6P 3L4 | Enquiry Centre - Demolition / Deconstruction - To demolish and salvage this fire damaged single detached house to grade per demolition order. QP: BCQP Environmental Inc., Peter R. Van Bakel, 604.696.1966 |  | Legacy Pro Contractors Inc. | 17-8465 Harvard Place Chilliwack, BC V2P 7Z5 | Dwelling Uses | Single Detached House | Legacy Pro Contractors Inc | 8465 Harvard Pl Unit 17 Chilliwack, BC V2P 7Z5 | 2023 | Marpole | {"coordinates":[-123.1198605,49.2148332],"type":"Point"} | 2023-01 | 49.2148332, -123.1198605
BP-2022-05616 | 2022-12-22 | 2023-01-30 | 39 | 0 | Salvage and Abatement | 3687 E 26TH AVENUE, Vancouver, BC V5R 1M6 | Low Density Housing - Salvage and Abatement - Salvage and abatement permit only for DB-2022-05594 and to be completed under the supervision of a qualified professional. This permit does not authorize demolition, deconstruction or construction work. QP: Kurt McInnes Apolleon Engineering P.Eng. 778-968-4909 Demolition/ Deconstruction Permit: DB-2022-05615 Building Permit: DB-2022-05594 |  | Vincent Wan DBA: D.V. Design Ltd. | 4038 Toronto Street Port Coquitlam, BC V3B6X8 | Dwelling Uses | Single Detached House | Finest Construction & Renovation Ltd | 10691 Shellbridge Way Unit 130 Richmond, BC V6X 2W8 | 2023 | Renfrew-Collingwood | {"coordinates":[-123.0245843,49.2472696],"type":"Point"} | 2023-01 | 49.2472696, -123.0245843
DB-2021-04791 | 2021-09-13 | 2023-01-10 | 484 | 204005 | New Building | 3387 E 3RD AVENUE #3, Vancouver, BC V5M 1J5 | Low Density Housing - New Building - To construct a 2 storey laneway house building ($204,005) with an attached garage and 1 open parking pad, providing a total of 2 parking spaces, having vehicular access from the 20' Lane. Note: This is a 1 ½ storey building pursuant to the Zoning & Development By-law. 1.\tCovenant not required with existing house 2.\tNo Strata Titling permitted 3.\tNo A/C Unit proposed 4.\tEntire building to be sprinklered 13D 5.\tSchedule B: (Md. Shahidul Alam) P.Eng (604.653.7475) Structural 6.\tSchedule B: (Md. Shahidul Alam) P.Eng (604.653.7475) Geotechnical 7.\tHPO: Residential Builder- (Jet Custom Homes Ltd.) NOTE: To achieve the required FSR. A floor space exclusion of 3% has been applied to this application as per section 11.24.18 of the district schedule, to accommodate improved building performance. Building 2 #3-3387 E 3rd Av – Laneway House Note: As a result of the addition of the laneway house, the existing one family dwelling / principle dwelling, will be assigned a suite number. The site is now as follows: #1-3387 E 3rd Av – Principle Dwelling #3-3387 E 3rd Av – Laneway House Address and suite numbers assigned as per approved plans for Fire and Emergency response. The address number is to be posted to the building to be visible from the street and the suite numbers are to be posted at the suite entries in accordance with the Building By-law prior to final inspection. NOTE: Information regarding the principal building on the survey and site plan is for reference only. Any discrepancy between information regarding the principal building on the survey and/or site plan and approved permit drawings for the principal building are neither approved nor authorized under this laneway house permit. **THIS PERMIT HAS BEEN ISSUED UNDER THE REQUIREMENTS OF VBBL #12511 (2019) ** | New Build - Standalone Laneway | Bhupinder (Raj) Singh DBA: Raj Home Design | 6625 Fraser St Vancouver, BC V5X3T6 | Dwelling Uses | Laneway House | Jet Custom Home Ltd |  | 2023 | Hastings-Sunrise | {"coordinates":[-123.0314009,49.2678064],"type":"Point"} | 2023-01 | 49.2678064, -123.0314009
BP-2022-04208 | 2022-08-30 | 2023-01-13 | 136 | 15000 | Demolition / Deconstruction | 3643 E 45TH AVENUE, Vancouver, BC V5R 3G6 | Low Density Housing - Demolition / Deconstruction - To demolish the existing one family dwelling building ($15,000) on this site by means of deconstruction. Demo Declaration – Mainline Excavating Ltd. (604)-721-0730 This permit is subject to the Green Demolition Bylaw (11023) Green Demolition Conditions Apply 75% Recycling Rate of Building Materials Required |  | Maninder Khera DBA: Maninderpal Singh Khera / Khera Homes LTD | 2685 East 53rd Ave Vancouver, BC V5S 1W1 | Dwelling Uses | Single Detached House | Mainline Excavation Ltd | 13133 - 71A Avenue Surrey, BC V3W 2R8 | 2023 | Killarney | {"coordinates":[-123.025477,49.229485],"type":"Point"} | 2023-01 | 49.229485, -123.025477
DB-2022-04010 | 2022-08-15 | 2023-01-16 | 154 | 166047.5 | New Building | 2547 MCGILL STREET, Vancouver, BC V5K 1G9 | Low Density Housing - New Building - To construct a 2 storey laneway house building ($166,047.50) with an attached garage and 1 open parking pad, providing a total of 2 parking spaces, having vehicular access from the 20' Lane. Note: This is a 1 ½ storey building pursuant to the Zoning & Development By-law. 1.\tCovenant not required with existing house 2.\tNo Strata Titling permitted 3.\tNo A/C Unit proposed 4.\tEntire building to be sprinklered 13D 5.\tSchedule B: (Md. Shahidul Alam) P.Eng (604.653.7475) Structural 6.\tSchedule B: (Md. Shahidul Alam) P.Eng (604.653.7475) Geotechnical 7.\tHPO: Residential Builder- (Theorem Developments Ltd.) NOTE: To achieve the required FSR. A floor space exclusion of 3% has been applied to this application as per section 11.24.18 of the district schedule, to accommodate improved building performance. Address Information: Building 2 #3-2547 McGill St - Laneway House (1.5 storey) Address and suite number assigned as per approved plans for Fire and Emergency response. The address number is to be posted to the building to be visible from the street and the suite number is to be posted at the suite entry in accordance with the Building By-law prior to final inspection. NOTE: Information regarding the principal building on the survey and site plan is for reference only. Any discrepancy between information regarding the principal building on the survey and/or site plan and approved permit drawings for the principal building are neither approved nor authorized under this laneway house permit. *NEW HOUSE* Note: See DB-XXXX-XXXXX for Bldg 1 on site (principal bldg) addressed XXXXXX. *EXISTING HOUSE* Note: Bldg 1 (principal bldg) addressed XXXXXXXXXXX retained on site. ***This permit is issued under the VBBL 2019, with updated energy requirements as per bylaw # 12997 effective Jan 01, 2022.*** | New Build - Standalone Laneway | Theorem Developments Ltd DBA: Theorem Developments Ltd | Suite 318 938 Howe Street Vancouver, BC V6Z 1N9 | Dwelling Uses | Laneway House | Theorem Developments Ltd | 6849 LAUREL ST Vancouver, BC V6P 3T6 | 2023 | Hastings-Sunrise | {"coordinates":[-123.0533147,49.2890161],"type":"Point"} | 2023-01 | 49.2890161, -123.0533147
DB-2022-05573 | 2022-12-20 | 2023-01-18 | 29 | 3000 | Addition / Alteration | 1845 E 15TH AVENUE, Vancouver, BC V5N 2G2 | Field Review - Addition / Alteration - Exterior alterations to construct a new exterior (approx.) 5 by 20 feet deck at the front of this existing Multiple Conversion Dwelling containing 1 Dwelling Unit on the Main Floor, 3 Sleeping Units on the Second floor and no living or sleeping quarters in the basement at this existing building on site. Note: - This permit is for alterations to construct an exterior deck at the front of the existing building only. Any unauthorized work on this site, existing or otherwise, is neither recognized nor approved and may be subject to enforcement action. | Renovation - Residential - Lower Complexity | Malcolm McSporran DBA: Quinkatla Development Planning | 2997 W 7th Ave VANCOUVER, BC V6K 1Z7 | Dwelling Uses | Multiple Conversion Dwelling |  |  | 2023 | Kensington-Cedar Cottage | {"coordinates":[-123.066895,49.2570849],"type":"Point"} | 2023-01 | 49.2570849, -123.066895
BP-2022-05552 | 2022-12-16 | 2023-01-20 | 35 | 35144 | Addition / Alteration | 1066 W HASTINGS STREET, Vancouver, BC V6E 4M1 | Field Review - Addition / Alteration - #1640 - 16th floor Interior alterations to provide improvements for an existing office tenant on the 16th floor (#1640) of this existing commercial building. Scope of work: Select demo and construction of partition walls to alter layout. No changes to plumbing, electrical or lighting. District Building Inspector to determine if a Special Sprinkler Inspection is required E2 - Retrofit Path: BOMA BESt (Path 1) - No Additional Upgrades Req'd\t\t\t\t\t\t\t\t\t\t\t\t\t\t\t\t | Renovation - Commercial/ Mixed Use - Lower Complexity | Billy Rosenlund | #500 - 666 Burrard Street Vancouver , BC V6C 3P9 | Office Uses | General Office |  |  | 2023 | Downtown | {"coordinates":[-123.1188596,49.2873713],"type":"Point"} | 2023-01 | 49.2873713, -123.1188596
BP-2021-04482 | 2021-08-20 | 2023-01-10 | 508 | 200000 | Addition / Alteration | 2662 MARINE CRESCENT, Vancouver, BC V6P 1B8 | Low Density Housing - Addition / Alteration - To install a 58.5' by 17.2' outdoor pool and hot tub in the rear yard of this existing one family dwelling building on this site. Related to DP-2021-00097 Structural schedule B signed and sealed by Dan Wicke, 604.484.2859 Geotechnical schedule B signed and sealed by Matt Kokan, 604.439.0922 Note: - Pool to be fully fenced/enclosed (minimum 4’-0”) and all gates and doors are to be equipped with locks and self-closing devices. |  | Alex Laos DBA: Intern Architect AIBC | #360 – 1650 West 2nd Ave Vancouver, BC V6J 1H4 | Dwelling Uses | Single Detached House | Fossil Project Services Ltd | 1136 FRANKLIN ST Vancouver, BC V6A 1J6 | 2023 | Kerrisdale | {"coordinates":[-123.1652279,49.2267731],"type":"Point"} | 2023-01 | 49.2267731, -123.1652279
BP-2022-05279 | 2022-11-23 | 2023-01-30 | 68 | 0 | Salvage and Abatement | 4067 W 20TH AVENUE, Vancouver, BC V6S 1G6 | Low Density Housing - Salvage and Abatement - Salvage and Abatement Permit only for Building permit: DB-2022-04988 and to be completed under the supervision of a qualified professional. This permit does not authorize demolition, deconstruction or construction work. Demolition Permit: DB-2022-05278 Qualified Professional: Peter Van Bakel (BCQP) 604-780-5683 |  | Mike Chu DBA: Westpoint Design & Development Ltd. | 2268 West 34th Avenue Vancouver, BC V6M1G6 | Dwelling Uses | Single Detached House | Canadian Excavating Ltd | 6898 130 St Surrey, BC V3W 4J5 | 2023 | Dunbar-Southlands | {"coordinates":[-123.1955619,49.2549755],"type":"Point"} | 2023-01 | 49.2549755, -123.1955619
DB-2021-05215 | 2021-10-07 | 2023-01-19 | 469 | 15000 | Demolition / Deconstruction | 4811 FANNIN AVENUE, Vancouver, BC V6T 1B1 | Low Density Housing - Demolition / Deconstruction - Building Permit for BP-2021-05214 1 FD Demo contractor: Nirmal Brar- Canadian Excavating Ltd. ******THIS PERMIT IS ISSUED UNDER THE REQUIREMENTS OF VBBL 2019. |  | James Wu DBA: CoDesign Architecture Inc. | 10 – 120 Powell Street Vancouver, BC V6A 1G1 | Dwelling Uses | Single Detached House | Canadian Excavating Ltd | 6898 130 St Surrey, BC V3W 4J5 | 2023 | West Point Grey | {"coordinates":[-123.2205835,49.2745104],"type":"Point"} | 2023-01 | 49.2745104, -123.2205835
BP-2022-02898 | 2022-06-03 | 2023-01-25 | 236 | 10000 | Addition / Alteration | 1345 CLARK DRIVE, Vancouver, BC V5L 3K9 | High Density Housing / Commercial - Addition / Alteration - Interior Alteration, Interior alteration to add two unisex water closet in this existing Manufacturing (brewery) (Group F-2) with ancillary lounge use (Group A-2) on this site for increased occupant load at proposed outdoor patio (under separate permit). Building Review Branch Notes: - Purpose Occupant Load: 99 persons (67 indoor seating, 32 outdoor seating, 16 staff) Maximum occupant load cannot exceed 100 persons including patio and staff due to washroom capacity restriction. - Refer to BP-2022-02897 for patio permits and all docs/reviews. **This permit is reviewed under VBBL 2019 ** |  | Bill Uhrich DBA: Table Architecture Collective | 3 West 3rd Ave Suite 230 Vancouver, BC V5Y 3T8 | Manufacturing Uses | Brewing or Distilling | Disher Construction Ltd | 4038 W 17TH AV Vancouver, BC V6S 1A6 | 2023 | Strathcona | {"coordinates":[-123.0780251,49.2725107],"type":"Point"} | 2023-01 | 49.2725107, -123.0780251
BP-2022-02897 | 2022-06-03 | 2023-01-25 | 236 | 10000 | Addition / Alteration | 1345 CLARK DRIVE, Vancouver, BC V5L 3K9 | High Density Housing / Commercial - Addition / Alteration - Minor Horizontal Addition The installation of a covered outdoor seating area to be used in conjunction with the existing Manufacturing (brewery) with ancillary lounge use on this site. Building Review Branch Notes: - Purpose Occupant Load: 99 persons (67 indoor seating, 32 outdoor seating, 16 staff) Maximum occupant load cannot exceed 100 persons including patio and staff due to washroom capacity restriction. - Refer to BP-2022-02898 for interior alteration to provide required W/C for the added occupant load. Separate Permit is required for the attached retractable awning. **This permit is reviewed under VBBL 2019 ** |  | Bill Uhrich DBA: Table Architecture Collective | 3 West 3rd Ave Suite 230 Vancouver, BC V5Y 3T8 | Manufacturing Uses, Service Uses | Brewing or Distilling, Production or Rehearsal Studio | Disher Construction Ltd | 4038 W 17TH AV Vancouver, BC V6S 1A6 | 2023 | Strathcona | {"coordinates":[-123.0780251,49.2725107],"type":"Point"} | 2023-01 | 49.2725107, -123.0780251
DB-2022-03207 | 2022-06-20 | 2023-01-19 | 213 | 225140 | New Building | 7033 ST. GEORGE STREET #3, Vancouver, BC V5X 4N2 | Low Density Housing - New Building - To construct a 2 storey laneway house building ($225,140.00) with an attached garage and 1 open parking pad, providing a total of 2 parking spaces, having vehicular access from the 20' Lane. Note: This is a 1 ½ storey building pursuant to the Zoning & Development By-law. 1.\tCovenant not required with existing house 2.\tNo Strata Titling permitted 3.\tNo A/C Unit proposed 4.\tEntire building to be sprinklered 13D 5.\tSchedule B: (Sharat Chande) P.Eng (604.723.7534) Structural 6.\tSchedule B: (Sharat Chande) P.Eng (604.723.7534) Geotechnical 7.\tHPO: Residential Builder- (Gurbagh Aulakh and Jarnail Aulakh) NOTE: To achieve the required FSR. A floor space exclusion of 3% has been applied to this application as per section 11.24.18 of the district schedule, to accommodate improved building performance. Address Information: #3-7033 St. George St - Laneway House (1.5 storey) Address and suite number assigned as per approved plans for Fire and Emergency response. The address number is to be posted to the building to be visible from the street and the suite number is to be posted at the suite entry in accordance with the Building By-law prior to final inspection. NOTE: Information regarding the principal building on the survey and site plan is for reference only. Any discrepancy between information regarding the principal building on the survey and/or site plan and approved permit drawings for the principal building are neither approved nor authorized under this laneway house permit. Note: Bldg 1 (principal bldg) addressed 7033 ST. GEORGE STREET retained on site. ***This permit is issued under the VBBL 2019, with updated energy requirements as per bylaw # 12997 effective Jan 01, 2022.*** | New Build - Standalone Laneway | Gurbagh Aulakh DBA: Contractor | 10160 Leonard Road Richmond, BC V7A 2N3 | Dwelling Uses | Laneway House | Gurbagh Aulakh and Jarnail Aulakh |  | 2023 | Sunset | {"coordinates":[-123.0944652,49.2206465],"type":"Point"} | 2023-01 | 49.2206465, -123.0944652
DB-2022-05076 | 2022-11-09 | 2023-01-24 | 76 | 15000 | Addition / Alteration | 3591 W 10TH AVENUE, Vancouver, BC V6R 2E9 | Field Review - Addition / Alteration - Interior alterations to change the use from a Single Detached House to Single Detached House with a Secondary Suite. Letter of assurance provided by Schedule B (Structural) - Christopher Man, P.Eng., 604-874-3237 Addressing Note: 3591 W 10th Av - One Family Dwelling (1st & 2nd floor) 2570 Dunbar St - Secondary Suite (basement) Address numbers assigned as per approved plans for Fire and Emergency response. The address numbers are to be posted to the building to be visible from the street and in accordance with the Building By-law prior to final inspection. | Renovation - Residential - Lower Complexity | Andy Chan DBA: Interior Space Enterprises Inc. | #300 - 5900 No 3 Rd Richmond , BC V6X 3P7 | Dwelling Uses | Single Detached House w/Sec Suite | H&D CONSTRUCTION GROUP |  | 2023 | Kitsilano | {"coordinates":[-123.1836046,49.2637072],"type":"Point"} | 2023-01 | 49.2637072, -123.1836046
DB-2022-00747 | 2022-02-15 | 2023-01-11 | 330 | 619105 | New Building | 4740 REID STREET, Vancouver, BC V5R 3Y8 | Low Density Housing - New Building - To construct a 2 storey one-family dwelling with a secondary suite located in the Basement ($619,105) with an open parking pad, providing 1 parking space, having vehicular access from the 20' Lane. Note: The entire building, INCLUDING THE ATTACHED GARAGE (if applicable), to be sprinklered to NFPA 13D 1.\tCovenant registered at the Land Title Office under CB13208 2.\tA/C proposed – Exterior component located in Rear, Interior component located in Second Floor 3.\tBar sink located in basement 4.\tSchedule B: (Y.K. Sharma) P.Eng (778.863.7076) Structural & Geotechnical 5.\tHPO: Residential Builder- Arjan Holdings Lts Note: This is a 2 storey building pursuant to the Zoning and Development By-Law Address Information: Principle Dwelling: #1-4740 Reid St Secondary Suite: #2-4740 Reid St Laneway home:#3-4740 Reid St Address and suite numbers assigned as per approved plans for Fire and Emergency response. The address number is to be posted on the building to be visible from the street and the suite numbers are to be posted at the suite entries in accordance with the Building By-law prior to final inspection. **THIS PERMIT HAS BEEN ISSUED UNDER THE REQUIREMENTS OF VBBL #12511 (2019) ** | New Build - Low Density Housing | Belinda Liu | 5610 Georgia street Burnaby, BC V5B1V6 | Dwelling Uses | Single Detached House w/Sec Suite | Arjan Holdings Ltd |  | 2023 | Renfrew-Collingwood | {"coordinates":[-123.0372359,49.2422761],"type":"Point"} | 2023-01 | 49.2422761, -123.0372359
BP-2022-03910 | 2022-08-09 | 2023-01-04 | 148 | 0 | Salvage and Abatement | 2558 E 5TH AVENUE, Vancouver, BC V5M 1M7 | Low Density Housing - Salvage and Abatement - Salvage and abatement permit only for DB-2022-03555 and to be completed under the supervision of a qualified professional work. This permit does not authorize demolition, deconstruction or construction work. QP: Xiaoqiang (David) Yang - Pacific Ark Environmental Consulting Ltd |  | Monika Amini | 2088 Madison Avenue # 2105 Burnaby, BC V5C6T5 | Dwelling Uses | Single Detached House | Mastercraft Development Ltd | 6149 Burns St Burnaby, BC V5H 1X3 | 2023 | Hastings-Sunrise | {"coordinates":[-123.0532472,49.2654235],"type":"Point"} | 2023-01 | 49.2654235, -123.0532472
DB-2022-04140 | 2022-08-25 | 2023-01-17 | 145 | 735647.5 | New Building | 3643 E 45TH AVENUE, Vancouver, BC V5R 3G6 | Low Density Housing - New Building - To construct a two-storey two-family dwelling ($735,647.50), with a detached accessory building (garage) at the rear providing 2 parking spaces, having vehicular access from the lane. Note: This Building Permit will remain in a suspended status until the associated (green) Demolition Permit BP-2022-04208 is completed. Note: This is a 2.5 storey building pursuant to the Zoning and Development By-Law 1. A/C units proposed in crawl space and upper floor 2. Bar sinks not proposed 3. Schedule B: Md. Shahidul Alam P.Eng (604)-653-7475 Structural & Geotechnical 4. HPO: Residential Builder - Khera Homes Ltd Address Note: Addresses have been assigned per the approved plans, access to the rear unit is from the East side. This access must be provided & maintained at all times and the building addresses posted to be visible from the street in accordance with the Building By-law. ***This permit is issued under the VBBL 2019, with updated energy requirements as per bylaw # 12997 effective Jan 01, 2022.*** | New Build - Low Density Housing | Maninder Khera DBA: Maninderpal Singh Khera / Khera Homes LTD | 2685 East 53rd Ave Vancouver, BC V5S 1W1 | Dwelling Uses | Duplex | Khera Homes Ltd | 3836 W 8TH AV Vancouver, BC V6R 1Z4 | 2023 | Killarney | {"coordinates":[-123.025477,49.229485],"type":"Point"} | 2023-01 | 49.229485, -123.025477
BP-2022-04141 | 2022-08-25 | 2023-01-16 | 144 | 673750 | Addition / Alteration | 1816 HARO STREET, Vancouver, BC V6G 2Y7 | High Density Housing / Commercial - Addition / Alteration - Interior alterations only to provide elevator modernization to seven elevators in this existing Leon Blackmore Pavilion (hospital) building with an existing two stage addressable fire alarm system. Main recall level: 1st level Alternate recall level: 2nd level Scope of work: Modernization of elevator equipment Existing fire alarm to remain and to be modified Relays for elevator recall Connection of the fire alarm system to provide elevator recall New fire detectors in elevator lobbies and top of hoistway Replace fire detector in elevator machine room ***Reviewed under VBBL 2019*** Building Review Branch Notes: - Electrical Permit required |  | Vanness Shen DBA: Gunn Consultants Inc. | 1020 Mainland St #166 Vancouver, BC V6B 2T5 | Dwelling Uses | Multiple Dwelling | Fina Electrical Systems Ltd |  | 2023 | West End | {"coordinates":[-123.1374115,49.2909902],"type":"Point"} | 2023-01 | 49.2909902, -123.1374115
BP-2022-05327 | 2022-11-29 | 2023-01-25 | 57 | 70000 | Addition / Alteration | 1391 E 33RD AVENUE, Vancouver, BC V5V 3B9 | Field Review - Addition / Alteration - Interior alterations to provide tenant improvements to this existing retail shell space for a new tenant on the ground floor. Sch B (plumb): Alex Z.Q.Li, #50821, 778-323-1368, Lia Engineering Ltd E2 Upgrade: Lighting - Upgrade to incorporate scheduled Shutoff (per 9.4.1.1.(i) of ASHRAE 90.1-2016 | Renovation - Commercial/ Mixed Use - Lower Complexity | Sanny Chan DBA: Sanny Chan Design Group Ltd. | #221-8680 Cambie Road Richmond, BC V6X 4K1 | Retail Uses | Retail Store |  |  | 2023 | Kensington-Cedar Cottage | {"coordinates":[-123.0766096,49.240468],"type":"Point"} | 2023-01 | 49.240468, -123.0766096
BP-2022-05341 | 2022-11-30 | 2023-01-10 | 41 | 700000 | Addition / Alteration | 1280 BURRARD STREET, Vancouver, BC V6Z 1Z1 | Field Review - Addition / Alteration - #600 - full floor tenant Interior alterations to provide a first tenant improvement to this office (shell) for a new multi floor office tenant on the 6th floor (#600) in this existing commercial building Scope of work: complete tenant fit out to this office shell space, including walls, doors, millwork, finishes, HVAC, RCP, plumbing, electrical and sprinklers. TENANT: Lululemon Athletica OK for Field Review for Office TI Letters of Assurance submitted by: Schedule A and Architectural Schedule B, David N. Palmer, Architect, ph: 604-687-2511 Mechanical and Plumbing Schedule B, Daryl Keturakis, P. Eng., ph: 604-591-2766 Electrical Schedule B, Dave Hans, P. Eng., ph: 604-999-2069 | Renovation - Commercial/ Mixed Use - Lower Complexity | David Palmer DBA: Gustavson Wylie Architects Inc. | #280 - 1040 West Georgia Street Vancouver, BC V6E 4H1 | Office Uses | General Office |  |  | 2023 | Downtown | {"coordinates":[-123.1302888,49.278277],"type":"Point"} | 2023-01 | 49.278277, -123.1302888
BP-2022-05370 | 2022-12-01 | 2023-01-10 | 40 | 700000 | Addition / Alteration | 1280 BURRARD STREET, Vancouver, BC V6Z 1Z1 | Field Review - Addition / Alteration - #900 - 9th floor (full floor tenant) Interior alterations to provide a first tenant improvement to this office (shell) for a new multi floor office tenant on the 9th floor in this existing commercial building Scope of work: complete tenant fit out to this office shell space, including walls, doors, millwork, finishes, HVAC, RCP, plumbing, electrical and sprinklers. TENANT: Lululemon Athletica OK for Field Review for Office TI Letters of Assurance submitted by: Schedule A and Architectural Schedule B, David N. Palmer, Architect AIBC. ph: 604-687-2511 Plumbing and Mechanical Schedule B, Daryl Keturakis, P.Eng., ph: 604-591-2766 Electrical Schedule B, Dave Hans, P. Eng. ph: 604-999-2069 | Renovation - Commercial/ Mixed Use - Lower Complexity | David Palmer DBA: Gustavson Wylie Architects Inc. | #280 - 1040 West Georgia Street Vancouver, BC V6E 4H1 | Office Uses | General Office |  |  | 2023 | Downtown | {"coordinates":[-123.1302888,49.278277],"type":"Point"} | 2023-01 | 49.278277, -123.1302888
BP-2022-05372 | 2022-12-02 | 2023-01-10 | 39 | 700000 | Addition / Alteration | 1280 BURRARD STREET, Vancouver, BC V6Z 1Z1 | Field Review - Addition / Alteration - #1000 - 10th floor (full floor tenant) Interior alterations to provide a first tenant improvement to this office (shell) for a new multi floor office tenant on the 10th floor in this existing commercial building Scope of work: complete tenant fit out to this office shell space, including walls, doors, millwork, finishes, HVAC, RCP, plumbing, electrical and sprinklers. TENANT: Lululemon Athletica OK for Field Review for Office TI Letters of Assurance submitted: -Schedule A by David N. Palmer, Architect AIBC. ph#604.687.2511 - Architectural Schedule B by David N. Palmer, Architect AIBC. ph#604.687.2511. -Electrical Schedule B by Dave Hans, P. Eng. ph#604- 999-2069. -Plumbing/Mechanical Schedule B by Daryl Keturakis, P.Eng. 604-591-2766. | Renovation - Commercial/ Mixed Use - Lower Complexity | David Palmer DBA: Gustavson Wylie Architects Inc. | #280 - 1040 West Georgia Street Vancouver, BC V6E 4H1 | Office Uses | General Office |  |  | 2023 | Downtown | {"coordinates":[-123.1302888,49.278277],"type":"Point"} | 2023-01 | 49.278277, -123.1302888
BP-2022-04083 | 2022-08-19 | 2023-01-06 | 140 | 60000 | Demolition / Deconstruction | 4292 SLOCAN STREET, Vancouver, BC V5R 1Z4 | Enquiry Centre - Demolition / Deconstruction - To demolish this existing mixed-use building on this site. Recycling requirement - 75% recycle Note: 1) This permit is subject to the Green Demolition Bylaw with a recycling requirement of 75 percent of non-hazardous construction materials. 2)The deconstruction shall be in accordance with the submitted deconstruction plan and to be confirmed through an acceptable Deconstruction Compliance Report form with copies of recycling and disposal facility receipts. Attach all receipts and submit by email to compliancereport@vancouver.ca. All deconstruction is to be completed to the satisfaction of the Director of Planning prior to the issuance of the building permit. 3) Notice of Demolition must be provided to District Building Inspector 24 hours in advance of demolition by calling 3-1-1 or 604-873-7000 outside of Vancouver. 4) All work must be conducted in accordance with Safe Work Procedures approved by Qualified Professional and WorkSafeBC requirements. 5) Demo to grade only. No soil disturbance or excavation of soil other than that which is incidental to the demolition is permitted under this permit. |  | David Nicolay DBA: Evoke International Design | 295 W 8th Avenue Vancouver, BC V5Y 1N3 | Dwelling Uses, Service Uses | Barber Shop or Beauty Salon, Single Detached House | D & S Bulldozing Ltd | 1833 Coast Meridian Unit 10 Port Coquitlam, BC V3C 6G5 | 2023 | Renfrew-Collingwood | {"coordinates":[-123.0491955,49.2463963],"type":"Point"} | 2023-01 | 49.2463963, -123.0491955
DB-2022-02216 | 2022-04-28 | 2023-01-14 | 261 | 738412.5 | New Building | 2961 E 2ND AVENUE, Vancouver, BC V5M 1E6 | Low Density Housing - New Building - To construct a two-storey two-family dwelling with one secondary suites ($738,412.50) located in the basement, with a detached accessory building (garage) at the rear providing 2 parking spaces, having vehicular access from the lane. Note: This is a 2 storey building pursuant to the Zoning and Development By-Law 1. Covenant registered at the Land Title Office under CB253204-CB253205; 2. No strata titling permitted 3. A/C units proposed 4. Bar sinks proposed 5. Schedule B: Md Shahidul Alam P Eng (604) 653 7475 Structural & Geotechnical 6. HPO: Residential Builder – Vithu Developments Ltd 7. Entire Building to have NFPA 13-D Address Note: Front Unit #1-2961 E 2nd Av - One Family Dwelling (1st - 2nd floor) #2-2961 E 2nd Av - Secondary Suite (basement) Back Unit 2963 E 2nd Av - One Family Dwelling (1st - 2nd floor) Address and suite numbers assigned as per approved plans for Fire and Emergency response. The address numbers are to be posted on the building to be visible from the street and the suite numbers are to be posted at the suite entries in accordance with the Building By-law prior to final inspection. ****ALL PROJECT COORDINATOR NOTES HAS BEEN ACCEPTED BY THE APPLICANT**** ***This permit is issued under the VBBL 2019, with updated energy requirements as per bylaw # 12997 effective Jan 01, 2022.*** | New Build - Low Density Housing | Bhupinder (Raj) Singh DBA: Raj Home Design | 6625 Fraser St Vancouver, BC V5X3T6 | Dwelling Uses | Duplex w/Secondary Suite | Vithu Developments Ltd | 3421 PUGET DRIVE Vancouver, BC V6L 2T6 | 2023 | Hastings-Sunrise | {"coordinates":[-123.0425242,49.2687603],"type":"Point"} | 2023-01 | 49.2687603, -123.0425242
BP-2022-01617 | 2022-03-29 | 2023-01-17 | 294 | 0 | Salvage and Abatement | 2254 E 24TH AVENUE, Vancouver, BC V5N 2V2 | Low Density Housing - Salvage and Abatement - Salvage and Abatement Permit only for Building permit: DB-2021-06743 and to be completed under the supervision of a qualified professional. This permit does not authorize demolition, deconstruction or construction work. Deconstruction Permit: BP-2022-01615 QP: Pacific Ark Environmental Consulting Ltd. |  | Ye Yuan | 9611 Saunders Rd Richmond, BC V7A 2B5 | Dwelling Uses | Single Detached House | Van-City Excavating Ltd |  | 2023 | Kensington-Cedar Cottage | {"coordinates":[-123.0590261,49.2486015],"type":"Point"} | 2023-01 | 49.2486015, -123.0590261
DB-2022-03088 | 2022-06-14 | 2023-01-12 | 212 | 167997.5 | New Building | 3941 W 20TH AVENUE #3, Vancouver, BC | Low Density Housing - New Building - To construct a 2 storey laneway house building ($167,997.50) with an attached garage and 1 open parking pad, providing a total of 2 parking spaces, having vehicular access from the 20' Lane. Note: This is a 1 ½ storey building pursuant to the Zoning & Development By-law. 1.\tCovenant registered at the Land Title Office under CA9832178 2.\tNo Strata Titling permitted 3.\tNo A/C Unit proposed 4.\tEntire building to be sprinklered 13D 5.\tSchedule B: (Antony Wang) P.Eng (604.618.6236) Structural 6.\tSchedule B: (Antony Wang) P.Eng (604.618.6236) Geotechnical 7.\tHPO: Residential Builder- (Can Won Consulting Ltd.) NOTE: To achieve the required FSR. A floor space exclusion of 3% has been applied to this application as per section 11.24.18 of the district schedule, to accommodate improved building performance. Address Information: Building 2 #3-3941 W 20th Av - Laneway House Address and suite number assigned as per approved plans for Fire and Emergency response. The address number is to be posted to the building to be visible from the street and the suite number is to be posted at the suite entry in accordance with the Building By-law prior to final inspection. NOTE: Information regarding the principal building on the survey and site plan is for reference only. Any discrepancy between information regarding the principal building on the survey and/or site plan and approved permit drawings for the principal building are neither approved nor authorized under this laneway house permit. ***This permit is issued under the VBBL 2019, with updated energy requirements as per bylaw # 12997 effective Jan 01, 2022.*** | New Build - Standalone Laneway | TIMOTHY TSE DBA: Cadlab Design Inc. | 225-8877 Odlin Cr. Richmond, BC V6X 3Z7 | Dwelling Uses | Laneway House | CAN WON CONSULTING LTD |  | 2023 | Dunbar-Southlands | {"coordinates":[-123.1920064,49.2549461],"type":"Point"} | 2023-01 | 49.2549461, -123.1920064
BP-2022-03427 | 2022-07-05 | 2023-01-19 | 198 | 0 | New Building | 540 E 11TH AVENUE, Vancouver, BC V5T 2C9 | High Density Housing / Commercial - New Building - To construct a new Infill building containing One-Family dwelling unit ($300,000) at the rear of the site and to stratify the lot. ******Reviewed under the provisions of VBBL 2019******** Refer to DP-2021-00757 for development permit Refer to BP-2022-03426 for Main dwelling permit Building review branch notes: Entire building is to be sprinklered to NFPA 13D |  | Aryo Falakrou DBA: MyHomeDesigner.com Ltd | MY HOME DESIGN LTD 200-100 Park Royal West Vancovuer, BC V7T 1A2 | Dwelling Uses | Infill Single Detached House |  |  | 2023 | Mount Pleasant | {"coordinates":[-123.0920354,49.2606154],"type":"Point"} | 2023-01 | 49.2606154, -123.0920354
BP-2022-05543 | 2022-12-16 | 2023-01-27 | 42 | 8000 | Addition / Alteration | 4500 OAK STREET, Vancouver, BC V6H 3N1 | Field Review - Addition / Alteration - 6th floor - Corridor (E600) Interior alterations to provide improvements to this existing hospital tenant on the 6th floor in this existing commercial building Scope of work: to add one set of double non locking doors at the existing corridor serving as a visual barrier. TENANT: BC Women's Health Centre Architectural Schedule B submitted by Patrick Yue, Architect, ph: 778-688-7317 Energy checklist is currently no longer required with your Building Permit (BP) application. Some supporting documents are still required at BP stage, specifically Envelope and HVAC, if applicable. Service Water Heating and Lighting supporting documents, if applicable, must be submitted with your related trades permits (e.g. electrical and plumbing). All energy upgrades will be checked during inspections stage. It is the applicant’s responsibility to identify and note all required upgrades including energy upgrades on their BP drawings at BP stage. | Renovation - Commercial/ Mixed Use - Lower Complexity | Patrick Yue DBA: Bau Studio + Architecture Inc. | #301-718 West Broadway Vancouver, BC V5Z 1G8 | Office Uses | General Office | CDC Construction Ltd | 16 W 4TH AV Unit 300 Vancouver, BC V5Y 1G3 | 2023 | South Cambie | {"coordinates":[-123.1267045,49.2448407],"type":"Point"} | 2023-01 | 49.2448407, -123.1267045
BP-2022-03313 | 2022-06-27 | 2023-01-10 | 197 | 15000 | Addition / Alteration | 2445 W 41ST AVENUE, Vancouver, BC | Field Review - Addition / Alteration - #202 To alter the interior of unit #202 on the 2nd floor of this existing commercial building to provide improvement for the existing General Office tenant. Ok for field review per A. Patterson - June 27, 2022 Notes: - This building is not sprinklered. - DBI to determine on site if Schedule B, structural, is required. - Energy Upgrade: E2 - Lighting - Upgrade to incorporate Automatic Full OFF (per 9.4.1.1.(h) of ASHRAE 90.1-2016). | Renovation - Commercial/ Mixed Use - Lower Complexity | Nazeer Bawa DBA: EWAN Design & Construct Inc. | #213 - 3993 Henning Drive Burnaby, BC V5C 6P7 | Office Uses | General Office |  |  | 2023 | Arbutus-Ridge | {"coordinates":[-123.161991,49.2347396],"type":"Point"} | 2023-01 | 49.2347396, -123.161991
BP-2023-00213 | 2023-01-15 | 2023-01-23 | 8 | 0 | Salvage and Abatement | 2182 E 33RD AVENUE, Vancouver, BC V5N 3G1 | Low Density Housing - Salvage and Abatement - Salvage and Abatement Permit only for Building permit: DB-2022-05593 and to be completed under the supervision of a qualified professional. This permit does not authorize demolition, deconstruction or construction work. Demolition Permit: DB-2023-00212 QP: Kinetic OHS Services Ltd. |  | Terry Chen DBA: T Chen Custom Homes / TC Studio | 296-4388 Still Creek Ave Burnaby, BC V5C 6C6 | Dwelling Uses | Single Detached House | AKAL DEMOLITION & EXCAVATING LTD |  | 2023 | Kensington-Cedar Cottage | {"coordinates":[-123.0611523,49.2395344],"type":"Point"} | 2023-01 | 49.2395344, -123.0611523
DB-2022-04039 | 2022-08-16 | 2023-01-13 | 150 | 15000 | Demolition / Deconstruction | 2480 E 7TH AVENUE, Vancouver, BC V5M 1T1 | Low Density Housing - Demolition / Deconstruction - Demolition – Conventional (Standard) To demolish the existing one family dwelling building ($15,000) on this site. |  | Khang Nguyen DBA: Architrix Design Studio | 289 Alexander Street # 216 Vancouver, BC V6A4H6 | Dwelling Uses | Single Detached House | AKAL DEMOLITION & EXCAVATING LTD |  | 2023 | Hastings-Sunrise | {"coordinates":[-123.0550517,49.2636172],"type":"Point"} | 2023-01 | 49.2636172, -123.0550517
BP-2022-01773 | 2022-04-05 | 2023-01-18 | 288 | 15000 | Demolition / Deconstruction | 2765 VENABLES STREET, Vancouver, BC V5K 2R5 | Low Density Housing - Demolition / Deconstruction - To demolish the existing one family dwelling building ($15,000) on this site by means of deconstruction. Green Demolition Conditions Apply 75% Recycling Rate of Building Materials Required This permit is subject to the Green Demolition Bylaw (11023) |  | Vincent Wan DBA: D.V. Design Ltd. | 4038 Toronto Street Port Coquitlam, BC V3B6X8 | Dwelling Uses | Single Detached House | AKAL DEMOLITION & EXCAVATING LTD |  | 2023 | Hastings-Sunrise | {"coordinates":[-123.0477241,49.2768654],"type":"Point"} | 2023-01 | 49.2768654, -123.0477241
BP-2022-04675 | 2022-10-06 | 2023-01-24 | 110 | 0 | Salvage and Abatement | 7668 MAIN STREET, Vancouver, BC V5X 3K3 | Low Density Housing - Salvage and Abatement - Salvage and Abatement Permit only for Building permit: DB-2022-04489 and to be completed under the supervision of a qualified professional. This permit does not authorize demolition, deconstruction or construction work. Deconstruction Permit: BP-2022-04674 QP: BCQP Environmental Inc. (www.BCQP.ca) |  | Amardeep Dhillon DBA: Space Smart Home Design | 1307 East 55th Avenue Vancouver, BC V5X 1P4 | Dwelling Uses | Single Detached House | AKAL DEMOLITION & EXCAVATING LTD |  | 2023 | Sunset | {"coordinates":[-123.1016341,49.2152995],"type":"Point"} | 2023-01 | 49.2152995, -123.1016341
DB-2022-02525 | 2022-05-15 | 2023-01-13 | 243 | 15000 | Demolition / Deconstruction | 2961 E 2ND AVENUE, Vancouver, BC V5M 1E6 | Low Density Housing - Demolition / Deconstruction - To demolish the existing one family dwelling building ($15,000) on this site. Demo Declaration – AKAL Demolition & Excavating Ltd |  | Bhupinder (Raj) Singh DBA: Raj Home Design | 6625 Fraser St Vancouver, BC V5X3T6 | Dwelling Uses | Single Detached House | AKAL DEMOLITION & EXCAVATING LTD |  | 2023 | Hastings-Sunrise | {"coordinates":[-123.0425242,49.2687603],"type":"Point"} | 2023-01 | 49.2687603, -123.0425242
BP-2022-03227 | 2022-06-21 | 2023-01-19 | 212 | 15000 | Demolition / Deconstruction | 3566 TRIUMPH STREET, Vancouver, BC V5K 1V1 | Low Density Housing - Demolition / Deconstruction - To demolish the existing one family dwelling building ($15,000) on this site by means of deconstruction. Demolition – Pre-1950 Green Demolition Conditions Apply : 75% Recycling Rate of Building Materials Required This permit is subject to the Green Demolition Bylaw (11023) Note: Demo Declaration by Deconstruction Akal Demolition and Excavating Ltd / Harpreet S Sidhu / 778-318-1373 |  | Gurjit Dhillon DBA: New Look Developments Ltd | 280 East 59th Ave Vancouver, BC V5X1X9 | Dwelling Uses | Single Detached House | AKAL DEMOLITION & EXCAVATING LTD |  | 2023 | Hastings-Sunrise | {"coordinates":[-123.0266649,49.2836016],"type":"Point"} | 2023-01 | 49.2836016, -123.0266649
BP-2022-00414 | 2022-01-31 | 2023-01-17 | 351 | 15000 | Demolition / Deconstruction | 1537 W 59TH AVENUE, Vancouver, BC V6P 1Z1 | Low Density Housing - Demolition / Deconstruction - To demolish the existing one family dwelling building ($15,000.00) on this site by means of deconstruction. This permit is subject to the Green Demolition Bylaw (11023) Note: Pre-1950 recycling requirement: 75% of non-hazardous construction waste |  | David Wootton DBA: Willow Creek Designs | 6798 London Drive Delta, BC V4K 4W8 | Dwelling Uses | Single Detached House |  |  | 2023 | Marpole | {"coordinates":[-123.1416433,49.2178903],"type":"Point"} | 2023-01 | 49.2178903, -123.1416433
BP-2022-01445 | 2022-03-21 | 2023-01-10 | 295 | 0 | New Building | 8337 FRENCH STREET, Vancouver, BC V6P 4W3 | High Density Housing / Commercial - New Building - To construct a 3-storey multiple dwelling building (Building 2) containing 5 dwelling units. Refer to BP-2020-01185 for site work, below grade facilities and common underground parking. This is a CP Process Permit and the applicant is Michael Meszaros, P. Eng., CP. ******THIS PERMIT HAS BEEN REVIEWED UNDER THE REQUIREMENTS OF VBBL 2019******** STAGED CONSTRUCTION Stage 1: Excavation & Shoring. (May 19/21, B. Smith) Stage 2: Foundation to Grade. (Jul 20/22, A. Min) Stage 3: Full Construction (Jan 10/23, A.Min) |  | Michael Meszaros DBA: Pioneer Code Consultants Ltd. | 1933 W Broadway Vancouver, BC V6J 1Z3 | Dwelling Uses | Dwelling Unit | Vanwell Homes Ltd | 1777 E 47TH AV Vancouver, BC V5P 1P9 | 2023 | Marpole | {"coordinates":[-123.1392061,49.210376],"type":"Point"} | 2023-01 | 49.210376, -123.1392061
BP-2022-01453 | 2022-03-21 | 2023-01-10 | 295 | 0 | New Building | 8323 FRENCH STREET, Vancouver, BC V6P 4W3 | High Density Housing / Commercial - New Building - To construct a 3-storey multiple dwelling building (Building 4) containing 7 dwelling units. Refer to BP-2020-01185 for site work, below grade facilities and common underground parking. This is a CP Process Permit and the applicant is Michael Meszaros, P. Eng., CP. ******THIS PERMIT HAS BEEN REVIEWED UNDER THE REQUIREMENTS OF VBBL 2019******** STAGED CONSTRUCTION Stage 1: Excavation & Shoring. (May 19/21, B. Smith) Stage 2: Foundation to Grade. (Jul 20/22, A. Min) Stage 3: Full Construction (Jan 10/23, A.Min) |  | Michael Meszaros DBA: Pioneer Code Consultants Ltd. | 1933 W Broadway Vancouver, BC V6J 1Z3 | Dwelling Uses | Multiple Dwelling | Vanwell Homes Ltd | 1777 E 47TH AV Vancouver, BC V5P 1P9 | 2023 | Marpole | {"coordinates":[-123.139204,49.210439],"type":"Point"} | 2023-01 | 49.210439, -123.139204
BP-2022-01451 | 2022-03-21 | 2023-01-10 | 295 | 0 | New Building | 1478 W 67TH AVENUE, Vancouver, BC | High Density Housing / Commercial - New Building - To construct a 3-storey multiple dwelling building (Building 3) containing 7 dwelling units. Refer to BP-2020-01185 for site work, below grade facilities and common underground parking. This is a CP Process Permit and the applicant is Michael Meszaros, P. Eng., CP. ******THIS PERMIT HAS BEEN REVIEWED UNDER THE REQUIREMENTS OF VBBL 2019******** STAGED CONSTRUCTION Stage 1: Excavation & Shoring. (May 19/21, B. Smith) Stage 2: Foundation to Grade. (Jul 20/22, A. Min) Stage 3: Full Construction (Jan 10/23, A.Min) |  | Michael Meszaros DBA: Pioneer Code Consultants Ltd. | 1933 W Broadway Vancouver, BC V6J 1Z3 | Dwelling Uses | Dwelling Unit | Vanwell Homes Ltd | 1777 E 47TH AV Vancouver, BC V5P 1P9 | 2023 | Marpole | {"coordinates":[-123.1399104,49.2108417],"type":"Point"} | 2023-01 | 49.2108417, -123.1399104
DB-2022-04505 | 2022-09-23 | 2023-01-25 | 124 | 18000 | Addition / Alteration | 1080 W 47TH AVENUE, Vancouver, BC V6M 2L4 | Field Review - Addition / Alteration - Interior and exterior alterations and change of use of this existing sprinklered two-storey with basement, one-family dwelling to a one-family dwelling with a secondary suite, with 3 off-street parking spaces provided in the detached garage, having vehicular access off the lane. Scope of work: New shower, W/D, and door on the main floor and interior wall and door relocation/addition to create bedrooms and to separate basement and main floor. A window added to create additional basement bedroom. Project Value < $20,000. ReUP not required. OK for Field Review per S. Yu on Sept 23, 2022 | Renovation - Residential - Lower Complexity | Qi Li DBA: LQ Design Group Ltd | 2161 LAWSON AVENUE WEST VANCOUVER, BC V7V 2E1 | Dwelling Uses | Single Detached House w/Sec Suite |  |  | 2023 | Oakridge | {"coordinates":[-123.1304927,49.2282143],"type":"Point"} | 2023-01 | 49.2282143, -123.1304927